## Legend
Overview Supplementary Tables
Supplementary Table 1: Overview MxPQuant500 metabolites.
Supplementary Table 2: Metabolites that were not normalizable using QC2 in at least one laboratory.
Supplementary Table 3: Number of samples out of (12 x 3) where metabolite was measured with > LOD in each laboratory (before normalization).
Supplementary Table 5: Sample type-specific metabolite coverage
Supplementary Table 5: Mean absolute percentage error (MAPE) for the comparison of measured values of QC2 by each lab with target values used by biocrates for normalization
Supplementary Table 6: Coefficient of variation of measurements across laboratories per sample type
Supplementary Table 7: Effects of QC2 normalization on reproducibility of measurements (CV).
Supplementary Table 8: Correlation of rank of mean concentration and rank of CV of metabolites.
Supplementary Table 9: Comparison of quantifications in the NIST SRM 1950 sample between this study and other studies using MAPE.
Concentrations are reported in μmol/l

## Table S1
Supplementary Table 1: Overview MxPQuant500 metabolites. Red (blue) font for metabolite id/name indicates that this analyte is only targeted on Sciex (Waters) instruments.
Metabolite ID | Name | Short name (at time of analysis) | Short name (new) | Class (biocrates; n=26)) | Class (this paper; n=11) | Injection | Ion detection mode | Retention time | Quantification method | Analyte classification analytical performance (AS-Quant500 (v2-2020)) | QC1 (µmol) | QC2 (µmol) | QC3 (µmol) | Missingness in samples (%) | Missingness in QC2 (%) | Missingness in NIST (%) | #Labs detecting in samples | #Labs detecting in QC2
Trigonelline | Trigonelline | Trigonelline | Trigonelline | Alkaloids | Others | LC | Pos | 0.2 |  | Quantitative with Restrictions | 7.1 | 11 | 20 | 7.5397 | 0 | 9.5238 | 14 | 14
TMAO | Trimethylamine N-Oxide | TMAO | TMAO | Amine Oxides | Aminoacids & Amines | LC | Pos | 0.2 |  | Quantitative with Restrictions | 1.7 | 3.2 | 7.3 | 0 | 0 | 0 | 14 | 14
Ala | Alanine | Ala | Ala | Amino Acids | Aminoacids & Amines | LC | Pos | 2.7 | 7-point-calibration | Quantitative | 214 | 405 | 1025 | 0 | 0 | 0 | 14 | 14
Arg | Arginine | Arg | Arg | Amino Acids | Aminoacids & Amines | LC | Pos | 1.6 | 7-point-calibration | Quantitative | 65 | 122 | 272 | 0 | 0 | 0 | 14 | 14
Asn | Asparagine | Asn | Asn | Amino Acids | Aminoacids & Amines | LC | Pos | 1.7 | 7-point-calibration | Quantitative | 11 | 21 | 267 | 0 | 0 | 0 | 14 | 14
Asp | Aspartate | Asp | Asp | Amino Acids | Aminoacids & Amines | LC | Pos | 2.2 | 7-point-calibration | Quantitative with Restrictions | 12 | 23 | 286 | 9.7222 | 0 | 7.1429 | 14 | 14
Glu | Glutamate | Glu | Glu | Amino Acids | Aminoacids & Amines | LC | Pos | 2.2 | 7-point-calibration | Quantitative | 96 | 184 | 538 | 0 | 0 | 0 | 14 | 14
Gln | Glutamine | Gln | Gln | Amino Acids | Aminoacids & Amines | LC | Pos | 1.8 | 7-point-calibration | Quantitative | 172 | 328 | 962 | 0 | 0 | 0 | 14 | 14
Gly | Glycine | Gly | Gly | Amino Acids | Aminoacids & Amines | LC | Pos | 1.9 | 7-point-calibration | Quantitative | 147 | 284 | 1367 | 0 | 0 | 0 | 14 | 14
His | Histidine | His | His | Amino Acids | Aminoacids & Amines | LC | Pos | 1.4 | 7-point-calibration | Quantitative | 41 | 79 | 256 | 0 | 0 | 0 | 14 | 14
Ile | Isoleucine | Ile | Ile | Amino Acids | Aminoacids & Amines | LC | Pos | 4 | 7-point-calibration | Quantitative | 38 | 72 | 236 | 0 | 0 | 0 | 14 | 14
Leu | Leucine | Leu | Leu | Amino Acids | Aminoacids & Amines | LC | Pos | 4 | 7-point-calibration | Quantitative | 62 | 120 | 276 | 0 | 0 | 0 | 14 | 14
Lys | Lysine | Lys | Lys | Amino Acids | Aminoacids & Amines | LC | Pos | 4 | 7-point-calibration | Quantitative | 98 | 181 | 427 | 0 | 0 | 0 | 14 | 14
Met | Methionine | Met | Met | Amino Acids | Aminoacids & Amines | LC | Pos | 3.7 | 7-point-calibration | Quantitative | 16 | 30 | 273 | 0 | 0 | 0 | 14 | 14
Phe | Phenylalanine | Phe | Phe | Amino Acids | Aminoacids & Amines | LC | Pos | 4 | 7-point-calibration | Quantitative | 32 | 62 | 252 | 0 | 0 | 0 | 14 | 14
Pro | Proline | Pro | Pro | Amino Acids | Aminoacids & Amines | LC | Pos | 2.7 | 7-point-calibration | Quantitative | 110 | 208 | 496 | 0 | 0 | 0 | 14 | 14
Ser | Serine | Ser | Ser | Amino Acids | Aminoacids & Amines | LC | Pos | 1.9 | 7-point-calibration | Quantitative | 59 | 114 | 250 | 0 | 0 | 0 | 14 | 14
Thr | Threonine | Thr | Thr | Amino Acids | Aminoacids & Amines | LC | Pos | 2.5 | 7-point-calibration | Quantitative | 75 | 141 | 301 | 0 | 0 | 0 | 14 | 14
Trp | Tryptophan | Trp | Trp | Amino Acids | Aminoacids & Amines | LC | Pos | 4 | 7-point-calibration | Quantitative | 24 | 47 | 259 | 0 | 0 | 0 | 14 | 14
Tyr | Tyrosine | Tyr | Tyr | Amino Acids | Aminoacids & Amines | LC | Pos | 3.5 | 7-point-calibration | Quantitative | 34 | 67 | 257 | 0 | 0 | 0 | 14 | 14
Val | Valine | Val | Val | Amino Acids | Aminoacids & Amines | LC | Pos | 3.7 | 7-point-calibration | Quantitative | 100 | 185 | 415 | 0 | 0 | 0 | 14 | 14
Cys | Cysteine | Cys | Cys | Amino Acids | Aminoacids & Amines | LC | Pos | 4.1 |  | Quantitative with Restrictions | 14 | 28 | 61 | 0 | 0 | 0 | 14 | 14
alpha.AAA | a-Aminoadipic acid | alpha-AAA | alpha-AAA | Amino Acids Related | Aminoacids & Amines | LC | Pos | 2.7 | 7-point-calibration | Quantitative | 2.1 | 4.1 | 56 | 5.5556 | 0 | 0 | 14 | 14
Ac.Orn | Acetylornithine | Ac-Orn | Ac-Orn | Amino Acids Related | Aminoacids & Amines | LC | Pos | 2.3 | 7-point-calibration | Quantitative | 1.1 | 2.1 | 26 | 91.6667 | 0 | 92.8571 | 2 | 14
ADMA | Asymmetric dimethylarginine | ADMA | ADMA | Amino Acids Related | Aminoacids & Amines | LC | Pos | 1.9 | 7-point-calibration | Quantitative | 0.5 | 0.97 | 13 | 0 | 0 | 0 | 14 | 14
Carnosine | Carnosine | Carnosine | Carnosine | Amino Acids Related | Aminoacids & Amines | LC | Pos | 1.5 | 7-point-calibration | Quantitative | 1.1 | 2 | 26 | 90.0794 | 0 | 100 | 8 | 14
c4.OH.Pro | cis-4-Hydroxyproline | c4-OH-Pro | c4-OH-Pro | Amino Acids Related | Aminoacids & Amines | LC | Pos | 2 | 7-point-calibration | Quantitative | 2 | 3.9 | 53 | 90.873 | 3.5714 | 92.8571 | 3 | 14
Cit | Citrulline | Cit | Cit | Amino Acids Related | Aminoacids & Amines | LC | Pos | 2 | 7-point-calibration | Quantitative | 14 | 28 | 259 | 0 | 0 | 0 | 14 | 14
Creatinine | Creatinine | Creatinine | Creatinine | Amino Acids Related | Aminoacids & Amines | LC | Pos | 0.2 | 7-point-calibration | Quantitative | 36 | 70 | 579 | 2.9762 | 0 | 0 | 14 | 14
DOPA | Dihydroxyphenylalanine | DOPA | DOPA | Amino Acids Related | Aminoacids & Amines | LC | Pos | 3.2 | 7-point-calibration | Quantitative | 1.5 | 2.3 | 53 | 91.8651 | 0 | 92.8571 | 3 | 14
Kynurenine | Kynurenine | Kynurenine | Kynurenine | Amino Acids Related | Aminoacids & Amines | LC | Pos | 3.9 | 7-point-calibration | Quantitative | 1.9 | 3.7 | 52 | 0 | 0 | 0 | 14 | 14
Met.SO | Methionine sulfoxide | Met-SO | Met-SO | Amino Acids Related | Aminoacids & Amines | LC | Pos | 2 | 7-point-calibration | Quantitative | 1.2 | 3 | 47 | 7.5397 | 0 | 14.2857 | 14 | 14
Nitro.Tyr | Nitrotyrosine | Nitro-Tyr | Nitro-Tyr | Amino Acids Related | Aminoacids & Amines | LC | Pos | 3.9 | 7-point-calibration | Quantitative | 1.9 | 3.7 | 51 | 91.6667 | 0 | 92.8571 | 3 | 14
Orn | Ornithine | Orn | Orn | Amino Acids Related | Aminoacids & Amines | LC | Pos | 3.9 | 7-point-calibration | Quantitative | 49 | 95 | 265 | 0 | 0 | 0 | 14 | 14
Sarcosine | Sarcosine | Sarcosine | Sarcosine | Amino Acids Related | Aminoacids & Amines | LC | Pos | 2.1 | 7-point-calibration | Quantitative | 2 | 4 | 53 | 0 | 0 | 0 | 14 | 14
SDMA | Symmetric dimethylarginine | SDMA | SDMA | Amino Acids Related | Aminoacids & Amines | LC | Pos | 2 | 7-point-calibration | Quantitative | 0.21 | 0.4 | 5.4 | 0 | 0 | 0 | 14 | 14
Taurine | Taurine | Taurine | Taurine | Amino Acids Related | Aminoacids & Amines | LC | Pos | 1.3 | 7-point-calibration | Quantitative | 18 | 35 | 142 | 0.79365 | 0 | 0 | 14 | 14
t4.OH.Pro | trans-4-Hydroxyproline | t4-OH-Pro | t4-OH-Pro | Amino Acids Related | Aminoacids & Amines | LC | Pos | 1.6 | 7-point-calibration | Quantitative | 8.2 | 16 | 53 | 0 | 0 | 0 | 14 | 14
X1.Met.His | 1-Methylhistidine | 1-Met-His | 1-Met-His | Amino Acids Related | Aminoacids & Amines | LC | Pos | 1.5 |  | Quantitative with Restrictions | 2.1 | 4 | 9 | 0 | 0 | 0 | 14 | 14
X3.Met.His | 3-Methylhistidine | 3-Met-His | 3-Met-His | Amino Acids Related | Aminoacids & Amines | LC | Pos | 1.5 |  | Quantitative with Restrictions | 2.3 | 4.3 | 9.8 | 0 | 0 | 0 | 14 | 14
X5.AVA | 5-Aminovaleric acid | 5-AVA | 5-AVA | Amino Acids Related | Aminoacids & Amines | LC | Pos | 3.1 |  | Quantitative with Restrictions | 1.1 | 2 | 4.5 | 47.0238 | 0 | 35.7143 | 14 | 14
AABA | a-Aminobutyric acid | AABA | AABA | Amino Acids Related | Aminoacids & Amines | LC | Pos | 3.4 |  | Quantitative with Restrictions | 6.6 | 12 | 26 | 0 | 0 | 0 | 14 | 14
Anserine | Anserine | Anserine | Anserine | Amino Acids Related | Aminoacids & Amines | LC | Pos | 1.5 |  | Quantitative with Restrictions | 0.99 | 1.8 | 4 | 55.1587 | 0 | 64.2857 | 14 | 14
BABA | b-Aminobutyric acid | BABA | BABA | Amino Acids Related | Aminoacids & Amines | LC | Pos | 2.8 |  | Quantitative with Restrictions | 2.5 | 4.8 | 10 | 20.0397 | 0 | 33.3333 | 14 | 14
Betaine | Betaine | Betaine | Betaine | Amino Acids Related | Aminoacids & Amines | LC | Pos | 0.2 |  | Quantitative with Restrictions | 16 | 26 | 59 | 0 | 0 | 0 | 14 | 14
HArg | Homoarginine | HArg | HArg | Amino Acids Related | Aminoacids & Amines | LC | Pos | 1.8 |  | Quantitative with Restrictions | 1.4 | 2.7 | 5.8 | 0 | 0 | 0 | 14 | 14
HCys | Homocysteine | HCys | HCys | Amino Acids Related | Aminoacids & Amines | LC | Pos | 4.2 |  | Quantitative with Restrictions | 3.1 | 5.8 | 11 | 0 | 0 | 0 | 14 | 14
PAG | Phenylacetylglycine | PAG | PAG | Amino Acids Related | Aminoacids & Amines | LC | Pos | 1.8 |  | Quantitative with Restrictions | 0.86 | 1.6 | 3.2 | 59.127 | 0 | 59.5238 | 14 | 14
PheAlaBetaine | Phenylalanine betaine | PheAlaBetaine | PheAlaBetaine | Amino Acids Related | Aminoacids & Amines | LC | Pos | 1.1 |  | Quantitative with Restrictions | 1 | 2 | 4.5 | 77.1825 | 0 | 78.5714 | 11 | 14
ProBetaine | Proline betaine | ProBetaine | ProBetaine | Amino Acids Related | Aminoacids & Amines | LC | Pos | 0.2 |  | Quantitative with Restrictions | 5 | 10 | 32 | 0 | 0 | 0 | 14 | 14
Cystine | Cystine | Cystine | Cystine | Amino Acids Related | Aminoacids & Amines | LC | Neg | 1.7 |  | Quantitative with Restrictions | 1 | 2 | 4.1 | 1.1905 | 0 | 0 | 14 | 14
CDCA | Chenodeoxycholic acid | CDCA | CDCA | Bile Acids | Bile Acids | LC | Neg | 2.6 |  | Quantitative with Restrictions | 0.14 | 0.27 | 0.63 | 30.1587 | 5.3571 | 4.7619 | 14 | 14
CA | Cholic Acid | CA | CA | Bile Acids | Bile Acids | LC | Neg | 2.1 |  | Quantitative with Restrictions | 0.28 | 0.54 | 1.3 | 21.8254 | 0 | 2.381 | 14 | 14
DCA | Deoxycholic acid | DCA | DCA | Bile Acids | Bile Acids | LC | Neg | 2.6 |  | Quantitative with Restrictions | 0.18 | 0.36 | 0.85 | 2.1825 | 0 | 0 | 14 | 14
GCDCA | Glycochenodeoxycholic acid | GCDCA | GCDCA | Bile Acids | Bile Acids | LC | Neg | 2.1 |  | Quantitative with Restrictions | 0.6 | 1.2 | 2.7 | 7.7381 | 0 | 0 | 14 | 14
GCA | Glycocholic acid | GCA | GCA | Bile Acids | Bile Acids | LC | Neg | 1.7 |  | Quantitative with Restrictions | 0.21 | 0.4 | 0.97 | 5.754 | 0 | 0 | 14 | 14
GDCA | Glycodeoxycholic acid | GDCA | GDCA | Bile Acids | Bile Acids | LC | Neg | 2.2 |  | Quantitative with Restrictions | 0.21 | 0.42 | 0.99 | 7.3413 | 0 | 0 | 14 | 14
GLCA | Glycolithocholic acid | GLCA | GLCA | Bile Acids | Bile Acids | LC | Neg | 2.7 |  | Quantitative with Restrictions | 0.22 | 0.43 | 1 | 9.9206 | 0 | 0 | 14 | 14
GLCAS | Glycolithocholic acid sulfate | GLCAS | GLCAS | Bile Acids | Bile Acids | LC | Neg | 1.9 |  | Quantitative with Restrictions | 0.11 | 0.21 | 0.49 | 7.9365 | 0 | 0 | 14 | 14
GUDCA | Glycoursodeoxycholic acid | GUDCA | GUDCA | Bile Acids | Bile Acids | LC | Neg | 1.7 |  | Quantitative with Restrictions | 0.084 | 0.17 | 0.41 | 6.746 | 0 | 0 | 14 | 14
TCDCA | Taurochenodeoxycholic acid | TCDCA | TCDCA | Bile Acids | Bile Acids | LC | Neg | 1.8 |  | Quantitative with Restrictions | 0.31 | 0.62 | 1.5 | 0.19841 | 0 | 0 | 14 | 14
TCA | Taurocholic acid | TCA | TCA | Bile Acids | Bile Acids | LC | Neg | 1.5 |  | Quantitative with Restrictions | 0.28 | 0.54 | 1.3 | 4.3651 | 0 | 0 | 14 | 14
TDCA | Taurodeoxycholic acid | TDCA | TDCA | Bile Acids | Bile Acids | LC | Neg | 1.8 |  | Quantitative with Restrictions | 0.3 | 0.6 | 1.5 | 0.59524 | 0 | 0 | 14 | 14
TLCA | Taurolithocholic acid | TLCA | TLCA | Bile Acids | Bile Acids | LC | Neg | 2.2 |  | Quantitative with Restrictions | 0.2 | 0.39 | 0.95 | 15.873 | 0 | 23.8095 | 14 | 14
TMCA | Tauromurocholic acid | TMCA | TMCA | Bile Acids | Bile Acids | LC | Neg | 1.2 |  | Quantitative with Restrictions | 0.22 | 0.43 | 1 | 21.0317 | 0 | 14.2857 | 14 | 14
Dopamine | Dopamine | Dopamine | Dopamine | Biogenic Amines | Aminoacids & Amines | LC | Pos | 3.5 | 7-point-calibration | Quantitative | 2.6 | 4.1 | 70 | 98.6111 | 0 | 100 | 1 | 14
Histamine | Histamine | Histamine | Histamine | Biogenic Amines | Aminoacids & Amines | LC | Pos | 1.4 | 7-point-calibration | Quantitative | 2.1 | 4 | 44 | 97.4206 | 0 | 100 | 3 | 14
PEA | Phenylethylamine | PEA | PEA | Biogenic Amines | Aminoacids & Amines | LC | Pos | 4.3 | 7-point-calibration | Quantitative | 0.21 | 0.45 | 5.8 | 100 | 0 | 100 | 0 | 14
Putrescine | Putrescine | Putrescine | Putrescine | Biogenic Amines | Aminoacids & Amines | LC | Pos | 4.1 | 7-point-calibration | Quantitative | 0.22 | 0.42 | 5.5 | 20.6349 | 0 | 57.1429 | 14 | 14
Serotonin | Serotonin | Serotonin | Serotonin | Biogenic Amines | Aminoacids & Amines | LC | Pos | 3.6 | 7-point-calibration | Quantitative | 0.22 | 0.42 | 6 | 30.3571 | 0 | 42.8571 | 14 | 14
Spermidine | Spermidine | Spermidine | Spermidine | Biogenic Amines | Aminoacids & Amines | LC | Pos | 4.4 | 7-point-calibration | Quantitative | 0.62 | 1.1 | 16 | 55.5556 | 7.1429 | 100 | 13 | 13
Spermine | Spermine | Spermine | Spermine | Biogenic Amines | Aminoacids & Amines | LC | Pos | 4.5 | 7-point-calibration | Quantitative | 0.71 | 1.2 | 15 | 99.8016 | 0 | 100 | 1 | 14
beta.Ala | b-Alanine | beta-Ala | beta-Ala | Biogenic Amines | Aminoacids & Amines | LC | Pos | 2.3 |  | Quantitative with Restrictions | 1.4 | 2.7 | 5.9 | 0 | 0 | 0 | 14 | 14
GABA | g-Aminobutyric acid | GABA | GABA | Biogenic Amines | Aminoacids & Amines | LC | Pos | 2.5 |  | Quantitative with Restrictions | 0.96 | 1.9 | 4.1 | 3.1746 | 0 | 4.7619 | 14 | 14
TrpBetaine | Tryptophan betaine | TrpBetaine | TrpBetaine | Amino Acids Related | Aminoacids & Amines | LC | Pos | 1.5 |  | Quantitative with Restrictions | 1 | 2.1 | 5.1 | 13.6905 | 0 | 0 | 14 | 14
HipAcid | Hippuric acid | HipAcid | HipAcid | Carboxylic Acids | Others | LC | Pos | 1.6 |  | Quantitative with Restrictions | 1.4 | 2.7 | 5.8 | 0 | 0 | 0 | 14 | 14
OH.GlutAcid | 3-Hydroxyglutaric acid | OH-GlutAcid | OH-GlutAcid | Carboxylic Acids | Others | LC | Neg | 0.2 |  | Relative Quantitative | 7.3 | 16 | 36 | 80.1587 | 0 | 100 | 14 | 14
AconAcid | Aconitic acid | AconAcid | AconAcid | Carboxylic Acids | Others | LC | Neg | 0.2 |  | Relative quantitative | 16 | 43 | 109 | 1.5873 | 0 | 16.6667 | 14 | 14
DiCA.12.0. | Dodecanedioic acid | DiCA(12:0) | DiCA(12:0) | Carboxylic Acids | Others | LC | Neg | 1.7 |  | Relative Quantitative | 1.6 | 2.7 | 4.7 | 81.9444 | 0 | 97.619 | 9 | 14
Lac | Lactic acid | Lac | Lac | Carboxylic Acids | Others | LC | Neg | 0.2 |  | Quantitative with Restrictions | 2355 | 4398 | 9483 | 0 | 0 | 0 | 14 | 14
Suc | Succinic Acid | Suc | Suc | Carboxylic Acids | Others | LC | Neg | 0.3 |  | Quantitative with Restrictions | 12 | 22 | 53 | 81.746 | 28.5714 | 100 | 13 | 11
DiCA.14.0. | Tetradecanedioic acid | DiCA(14:0) | DiCA(14:0) | Carboxylic Acids | Others | LC | Neg | 2.2 |  | Relative Quantitative | 1.7 | 2.8 | 5.2 | 76.9841 | 0 | 83.3333 | 8 | 14
p.Cresol.SO4 | p-Cresol sulfate | p-Cresol-SO4 | p-Cresol-SO4 | Cresols | Others | LC | Neg | 0.9 |  | Quantitative with Restrictions | 16 | 28 | 49 | 0 | 0 | 0 | 14 | 14
AA | Arachidonic acid (FA(20:4w6)) | AA | FA 20:4n-6 (AA) | Fatty Acids | Fatty Acids | LC | Neg | 3.6 |  | Quantitative with Restrictions | 9.4 | 20 | 46 | 6.3492 | 0 | 0 | 14 | 14
DHA | Docosahexaenoid acid (FA(22:6w3)) | DHA | FA 22:6n-3 (DHA) | Fatty Acids | Fatty Acids | LC | Neg | 3.6 |  | Quantitative with Restrictions | 3 | 6.6 | 16 | 0 | 0 | 0 | 14 | 14
FA.20.2. | Eicosadienoic acid | FA(20:2) | FA 20:2 | Fatty Acids | Fatty Acids | LC | Neg | 3.9 |  | Relative Quantitative | 0.87 | 1.6 | 4.4 | 40.873 | 35.7143 | 40.4762 | 12 | 10
EPA | Eicosapentaenoic acid (FA(20:5w3)) | EPA | FA 20:5n-3 (EPA) | Fatty Acids | Fatty Acids | LC | Neg | 3.5 |  | Quantitative with Restrictions | 1.3 | 3 | 7 | 4.7619 | 0 | 2.381 | 14 | 14
FA.20.3. | Eicosatrienoic acid | FA(20:3) | FA 20:3 | Fatty Acids | Fatty Acids | LC | Neg | 3.8 |  | Relative Quantitative | 2.6 | 5.5 | 15 | 45.4365 | 8.9286 | 35.7143 | 14 | 13
FA.20.1. | Eicosenoic acid | FA(20:1) | FA 18:1 | Fatty Acids | Fatty Acids | LC | Neg | 3.9 |  | Relative Quantitative | 3.6 | 7.2 | 17 | 53.9683 | 21.4286 | 57.1429 | 10 | 12
FA.12.0. | Lauric acid | FA(12:0) | FA 12:0 | Fatty Acids | Fatty Acids | LC | Neg | 3.1 |  | Not Validated | 21 | 34 | 65 | 99.4048 | 39.2857 | 100 | 2 | 10
FA.14.0. | Myristic acid | FA(14:0) | FA 14:0 | Fatty Acids | Fatty Acids | LC | Neg | 3.5 |  | Not Validated | 179 | 317 | 613 | 99.4048 | 26.7857 | 100 | 2 | 12
FA.18.2. | Octadecadienoic acid | FA(18:2) | FA 18:2 | Fatty Acids | Fatty Acids | LC | Neg | 3.6 |  | Relative Quantitative | 33 | 62 | 109 | 2.381 | 0 | 0 | 14 | 14
FA.18.1. | Octadecenoic acid | FA(18:1) | FA 18:1 | Fatty Acids | Fatty Acids | LC | Neg | 3.8 |  | Relative Quantitative | 96 | 174 | 356 | 20.0397 | 12.5 | 11.9048 | 14 | 13
FA.16.0. | Palmitic acid | FA(16:0) | FA 16:0 | Fatty Acids | Fatty Acids | LC | Neg | 3.7 |  | Not Validated | 352 | 449 | 612 | 100 | 100 | 100 | 0 | 0
FA.18.0. | Stearic acid | FA(18:0) | FA 18:0 | Fatty Acids | Fatty Acids | LC | Neg | 3.9 |  | Not Validated | 377 | 434 | 561 | 100 | 100 | 100 | 0 | 0
Cortisol | Cortisol | Cortisol | Cortisol | Hormones and Related | Others | LC | Pos | 3.6 |  | Quantitative with Restrictions | 0.089 | 0.17 | 0.41 | 14.6825 | 0 | 0 | 14 | 14
Cortisone | Cortisone | Cortisone | Cortisone | Hormones and Related | Others | LC | Pos | 3.7 |  | Quantitative with Restrictions | 0.039 | 0.056 | 0.1 | 63.8889 | 85.7143 | 73.8095 | 12 | 6
AbsAcid | Abscisic Acid | AbsAcid | AbsAcid | Hormones and Related | Others | LC | Neg | 1.2 |  | Quantitative with Restrictions | 9.4 | 18 | 37 | 82.5397 | 0 | 92.8571 | 12 | 14
DHEAS | Dehydroepiandrosterone sulfate | DHEAS | DHEAS | Hormones and Related | Others | LC | Neg | 1.5 |  | Quantitative with Restrictions | 1.4 | 2.7 | 6.3 | 16.2698 | 0 | 0 | 14 | 14
X3.IAA | 3-Indoleacetic acid | 3-IAA | 3-IAA | Indoles and Derivatives | Others | LC | Pos | 2.8 |  | Quantitative with Restrictions | 0.85 | 1.6 | 3.8 | 0 | 0 | 0 | 14 | 14
X3.IPA | 3-Indolepropionic acid | 3-IPA | 3-IPA | Indoles and Derivatives | Others | LC | Pos | 3.4 |  | Quantitative with Restrictions | 0.26 | 0.48 | 1 | 0 | 0 | 0 | 14 | 14
Indole | Indole | Indole | Indole | Indoles and Derivatives | Others | LC | Pos | 3.6 |  | Relative Quantitative | 146 | 310 | 743 | 81.746 | 0 | 83.3333 | 4 | 14
Ind.SO4 | Indoxyl sulfate | Ind-SO4 | Ind-SO4 | Indoles and Derivatives | Others | LC | Neg | 0.8 |  | Quantitative with Restrictions | 2.3 | 4.3 | 8.5 | 0 | 0 | 0 | 14 | 14
Hypoxanthine | Hypoxanthine | Hypoxanthine | Hypoxanthine | Nucleobases and Related | Others | LC | Pos | 0.3 |  | Quantitative with Restrictions | 4.1 | 7.6 | 17 | 16.6667 | 0 | 0 | 14 | 14
Xanthine | Xanthine | Xanthine | Xanthine | Nucleobases and Related | Others | LC | Pos | 0.3 |  | Quantitative with Restrictions | 2.4 | 5.1 | 13 | 19.4444 | 0 | 4.7619 | 14 | 14
Choline | Choline | Choline | Choline | Vitamins & Cofactors | Others | LC | Pos | 0.2 |  | Quantitative with Restrictions | 6.9 | 13 | 29 | 0 | 0 | 0 | 14 | 14
C2 | Acetylcarnitine | C2 | C2 | Acylcarnitines | Acylcarnitines | FIA | Pos |  |  | Quantitative | 2 | 3.8 | 8.9 | 0 | 0 | 0 | 14 | 14
C4.1 | Butenylcarnitine | C4:1 | C4:1 | Acylcarnitines | Acylcarnitines | FIA | Pos |  |  | Not Validated | 0.024 | 0.035 | 0.057 | 79.3651 | 82.1429 | 78.5714 | 7 | 5
C4 | Butyrylcarnitine | C4 | C4 | Acylcarnitines | Acylcarnitines | FIA | Pos |  |  | Quantitative | 0.75 | 1.4 | 3.3 | 6.9444 | 0 | 7.1429 | 14 | 14
C0 | Carnitine | C0 | C0 | Acylcarnitines | Acylcarnitines | FIA | Pos |  |  | Quantitative | 17 | 32 | 73 | 0 | 0 | 0 | 14 | 14
C10.2 | Decadienoylcarnitine | C10:2 | C10:2 | Acylcarnitines | Acylcarnitines | FIA | Pos |  |  | Not Validated | 0.048 | 0.057 | 0.079 | 95.0397 | 100 | 100 | 3 | 0
C10 | Decanoylcarnitine | C10 | C10 | Acylcarnitines | Acylcarnitines | FIA | Pos |  |  | Quantitative | 0.68 | 1.2 | 2.7 | 49.4048 | 0 | 69.0476 | 14 | 14
C10.1 | Decenoylcarnitine | C10:1 | C10:1 | Acylcarnitines | Acylcarnitines | FIA | Pos |  |  | Not Validated | 0.16 | 0.17 | 0.22 | 100 | 100 | 100 | 0 | 0
C12.DC | Dodecanedioylcarnitine | C12-DC | C12-DC | Acylcarnitines | Acylcarnitines | FIA | Pos |  |  | Not Validated | 0.44 | 0.47 | 0.39 | 100 | 100 | 100 | 0 | 0
C12 | Dodecanoylcarnitine | C12 | C12 | Acylcarnitines | Acylcarnitines | FIA | Pos |  |  | Quantitative | 0.81 | 1.5 | 3.5 | 72.2222 | 0 | 80.9524 | 12 | 14
C12.1 | Dodecenoylcarnitine | C12:1 | C12:1 | Acylcarnitines | Acylcarnitines | FIA | Pos |  |  | Relative Quantitative | 0.064 | 0.084 | 0.12 | 94.4444 | 96.4286 | 95.2381 | 2 | 1
C5.1.DC | Glutaconylcarnitine | C5:1-DC | C5:1-DC | Acylcarnitines | Acylcarnitines | FIA | Pos |  |  | Not Validated | 0.031 | 0.037 | 0.042 | 96.0317 | 94.6429 | 95.2381 | 3 | 2
C5.DC..C6.OH. | Glutarylcarnitine (Hydroxyhexanoylcarnitine) | C5-DC (C6-OH) | C5-DC (C6-OH) | Acylcarnitines | Acylcarnitines | FIA | Pos |  |  | Relative Quantitative | 0.049 | 0.054 | 0.074 | 99.4048 | 100 | 95.2381 | 2 | 0
C16.2 | Hexadecadienoylcarnitine | C16:2 | C16:2 | Acylcarnitines | Acylcarnitines | FIA | Pos |  |  | Relative Quantitative | 0.015 | 0.018 | 0.022 | 90.873 | 89.2857 | 90.4762 | 2 | 2
C16 | Hexadecanoylcarnitine | C16 | C16 | Acylcarnitines | Acylcarnitines | FIA | Pos |  |  | Quantitative | 0.79 | 1.5 | 3.4 | 21.4286 | 0 | 35.7143 | 13 | 14
C16.1 | Hexadecenoylcarnitine | C16:1 | C16:1 | Acylcarnitines | Acylcarnitines | FIA | Pos |  |  | Not Validated | 0.028 | 0.034 | 0.047 | 70.8333 | 80.3571 | 76.1905 | 9 | 3
C6..C4.1.DC. | Hexanoylcarnitine (Fumarylcarnitine) | C6 (C4:1-DC) | C6 (C4:1-DC) | Acylcarnitines | Acylcarnitines | FIA | Pos |  |  | Quantitative | 0.46 | 0.81 | 1.8 | 76.9841 | 0 | 80.9524 | 8 | 14
C6.1 | Hexenoylcarnitine | C6:1 | C6:1 | Acylcarnitines | Acylcarnitines | FIA | Pos |  |  | Not Validated | 0.036 | 0.043 | 0.053 | 94.0476 | 96.4286 | 90.4762 | 2 | 2
C16.2.OH | Hydroxyhexadecadienoylcarnitine | C16:2-OH | C16:2-OH | Acylcarnitines | Acylcarnitines | FIA | Pos |  |  | Not Validated | 0.025 | 0.026 | 0.027 | 98.8095 | 100 | 100 | 1 | 0
C16.OH | Hydroxyhexadecanoylcarnitine | C16-OH | C16-OH | Acylcarnitines | Acylcarnitines | FIA | Pos |  |  | Not Validated | 0.034 | 0.035 | 0.036 | 90.2778 | 92.8571 | 88.0952 | 4 | 1
C16.1.OH | Hydroxyhexadecenoylcarnitine | C16:1-OH | C16:1-OH | Acylcarnitines | Acylcarnitines | FIA | Pos |  |  | Not Validated | 0.018 | 0.023 | 0.029 | 99.8016 | 100 | 97.619 | 1 | 0
C18.1.OH | Hydroxyoctadecenoylcarnitine | C18:1-OH | C18:1-OH | Acylcarnitines | Acylcarnitines | FIA | Pos |  |  | Not Validated | 0.057 | 0.056 | 0.053 | 90.2778 | 91.0714 | 90.4762 | 5 | 2
C3.OH | Hydroxypropionylcarnitine | C3-OH | C3-OH | Acylcarnitines | Acylcarnitines | FIA | Pos |  |  | Not Validated | 0.078 | 0.088 | 0.11 | 88.6905 | 96.4286 | 88.0952 | 7 | 2
C14.2.OH | Hydroxytetradecadienoylcarnitine | C14:2-OH | C14:2-OH | Acylcarnitines | Acylcarnitines | FIA | Pos |  |  | Relative Quantitative | 0.017 | 0.022 | 0.024 | 79.3651 | 91.0714 | 83.3333 | 7 | 3
C14.1.OH | Hydroxytetradecenoylcarnitine | C14:1-OH | C14:1-OH | Acylcarnitines | Acylcarnitines | FIA | Pos |  |  | Not Validated | 0.018 | 0.024 | 0.031 | 80.1587 | 80.3571 | 83.3333 | 5 | 4
C5.OH..C3.DC.M. | Hydroxyvalerylcarnitine (Methylmalonylcarnitine) | C5-OH (C3-DC-M) | C5-OH (C3-DC-M) | Acylcarnitines | Acylcarnitines | FIA | Pos |  |  | Relative Quantitative | 0.041 | 0.049 | 0.067 | 86.3095 | 92.8571 | 90.4762 | 7 | 1
C3.DC..C4.OH. | Malonylcarnitine (Hydroxybutyrylcarnitine) | C3-DC (C4-OH) | C3-DC (C4-OH) | Acylcarnitines | Acylcarnitines | FIA | Pos |  |  | Relative Quantitative | 0.036 | 0.056 | 0.11 | 44.8413 | 50 | 40.4762 | 12 | 7
C5.M.DC | Methylglutarylcarnitine | C5-M-DC | C5-M-DC | Acylcarnitines | Acylcarnitines | FIA | Pos |  |  | Not Validated | 0.026 | 0.03 | 0.028 | 99.2063 | 100 | 92.8571 | 2 | 0
C9 | Nonanoylcarnitine | C9 | C9 | Acylcarnitines | Acylcarnitines | FIA | Pos |  |  | Relative Quantitative | 0.029 | 0.036 | 0.049 | 70.2381 | 78.5714 | 76.1905 | 8 | 4
C18.2 | Octadecadienylcarnitine | C18:2 | C18:2 | Acylcarnitines | Acylcarnitines | FIA | Pos |  |  | Relative Quantitative | 0.037 | 0.061 | 0.13 | 41.0714 | 23.2143 | 42.8571 | 12 | 12
C18 | Octadecanoylcarnitine | C18 | C18 | Acylcarnitines | Acylcarnitines | FIA | Pos |  |  | Quantitative | 0.76 | 1.5 | 3.4 | 38.2937 | 0 | 54.7619 | 14 | 14
C18.1 | Octadecenoylcarnitine | C18:1 | C18:1 | Acylcarnitines | Acylcarnitines | FIA | Pos |  |  | Relative Quantitative | 0.061 | 0.094 | 0.18 | 18.8492 | 32.1429 | 28.5714 | 14 | 10
C8 | Octanoylcarnitine | C8 | C8 | Acylcarnitines | Acylcarnitines | FIA | Pos |  |  | Quantitative | 0.5 | 0.88 | 1.9 | 76.5873 | 0 | 83.3333 | 14 | 14
C7.DC | Pimeloylcarnitine | C7-DC | C7-DC | Acylcarnitines | Acylcarnitines | FIA | Pos |  |  | Not Validated | 0.028 | 0.031 | 0.048 | 94.4444 | 89.2857 | 90.4762 | 5 | 3
C3.1 | Propenoylcarnitine | C3:1 | C3:1 | Acylcarnitines | Acylcarnitines | FIA | Pos |  |  | Not Validated | 0.018 | 0.022 | 0.028 | 84.127 | 96.4286 | 90.4762 | 8 | 2
C3 | Propionylcarnitine | C3 | C3 | Acylcarnitines | Acylcarnitines | FIA | Pos |  |  | Quantitative | 0.87 | 1.6 | 3.7 | 2.9762 | 0 | 4.7619 | 14 | 14
C14.2 | Tetradecadienoylcarnitine | C14:2 | C14:2 | Acylcarnitines | Acylcarnitines | FIA | Pos |  |  | Relative Quantitative | 0.057 | 0.049 | 0.062 | 86.3095 | 80.3571 | 78.5714 | 4 | 3
C14 | Tetradecanoylcarnitine | C14 | C14 | Acylcarnitines | Acylcarnitines | FIA | Pos |  |  | Quantitative | 0.76 | 1.4 | 3.1 | 72.0238 | 0 | 76.1905 | 8 | 14
C14.1 | Tetradecenoylcarnitine | C14:1 | C14:1 | Acylcarnitines | Acylcarnitines | FIA | Pos |  |  | Relative Quantitative | 0.028 | 0.041 | 0.077 | 33.5317 | 39.2857 | 26.1905 | 12 | 11
C5.1 | Tiglylcarnitine | C5:1 | C5:1 | Acylcarnitines | Acylcarnitines | FIA | Pos |  |  | Not Validated | 0.032 | 0.04 | 0.049 | 95.4365 | 98.2143 | 100 | 5 | 1
C5 | Valerylcarnitine | C5 | C5 | Acylcarnitines | Acylcarnitines | FIA | Pos |  |  | Quantitative | 0.75 | 1.4 | 3.2 | 26.9841 | 0 | 38.0952 | 13 | 14
Cer.d16.1.18.0. | Ceramide (d16:1/18:0) | Cer(d16:1/18:0) | Cer d16:1/18:0 | Ceramides | Ceramides | FIA | Pos |  |  | Relative Quantitative | 1e-06 | 1e-06 | 0.17 | 18.8492 | 39.2857 | 16.6667 | 14 | 12
Cer.d16.1.20.0. | Ceramide (d16:1/20:0) | Cer(d16:1/20:0) | Cer d16:1/20:0 | Ceramides | Ceramides | FIA | Pos |  |  | Relative Quantitative | 0.016 | 0.046 | 0.2 | 16.4683 | 19.6429 | 16.6667 | 14 | 12
Cer.d16.1.22.0. | Ceramide (d16:1/22:0) | Cer(d16:1/22:0) | Cer d16:1/22:0 | Ceramides | Ceramides | FIA | Pos |  |  | Relative Quantitative | 0.081 | 0.15 | 0.32 | 10.9127 | 0 | 0 | 14 | 14
Cer.d16.1.23.0. | Ceramide (d16:1/23:0) | Cer(d16:1/23:0) | Cer d16:1/23:0 | Ceramides | Ceramides | FIA | Pos |  |  | Relative Quantitative | 0.013 | 0.064 | 0.14 | 13.8889 | 8.9286 | 0 | 14 | 14
Cer.d16.1.24.0. | Ceramide (d16:1/24:0) | Cer(d16:1/24:0) | Cer d16:1/24:0 | Ceramides | Ceramides | FIA | Pos |  |  | Relative Quantitative | 0.054 | 0.098 | 0.23 | 8.7302 | 0 | 0 | 14 | 14
Cer.d18.1.14.0. | Ceramide (d18:1/14:0) | Cer(d18:1/14:0) | Cer d18:1/14:0 | Ceramides | Ceramides | FIA | Pos |  |  | Relative Quantitative | 0.032 | 0.057 | 0.11 | 37.8968 | 64.2857 | 45.2381 | 14 | 7
Cer.d18.1.16.0. | Ceramide (d18:1/16:0) | Cer(d18:1/16:0) | Cer d18:1/16:0 | Ceramides | Ceramides | FIA | Pos |  |  | Relative Quantitative | 0.19 | 0.36 | 0.78 | 0 | 0 | 0 | 14 | 14
Cer.d18.1.18.0.OH.. | Ceramide (d18:1/18:0(OH)) | Cer(d18:1/18:0(OH)) | Cer d18:1/18:0-OH | Ceramides | Ceramides | FIA | Pos |  |  | Relative Quantitative | 1e-06 | 1e-06 | 1e-06 | 84.5238 | 83.9286 | 80.9524 | 8 | 5
Cer.d18.1.18.0. | Ceramide (d18:1/18:0) | Cer(d18:1/18:0) | Cer d18:1/18:0 | Ceramides | Ceramides | FIA | Pos |  |  | Relative Quantitative | 0.072 | 0.13 | 0.28 | 0.19841 | 0 | 0 | 14 | 14
Cer.d18.1.18.1. | Ceramide (d18:1/18:1) | Cer(d18:1/18:1) | Cer d18:1/18:1 | Ceramides | Ceramides | FIA | Pos |  |  | Not Validated | 0.021 | 0.024 | 0.039 | 54.7619 | 78.5714 | 45.2381 | 14 | 5
Cer.d18.1.20.0.OH.. | Ceramide (d18:1/20:0(OH)) | Cer(d18:1/20:0(OH)) | Cer d18:1/20:0-OH | Ceramides | Ceramides | FIA | Pos |  |  | Relative Quantitative | 0.31 | 0.43 | 4.1 | 37.3016 | 32.1429 | 38.0952 | 13 | 12
Cer.d18.1.20.0. | Ceramide (d18:1/20:0) | Cer(d18:1/20:0) | Cer d18:1/20:0 | Ceramides | Ceramides | FIA | Pos |  |  | Relative Quantitative | 0.051 | 0.1 | 0.24 | 0.99206 | 0 | 0 | 14 | 14
Cer.d18.1.22.0. | Ceramide (d18:1/22:0) | Cer(d18:1/22:0) | Cer d18:1/22:0 | Ceramides | Ceramides | FIA | Pos |  |  | Relative Quantitative | 0.3 | 0.57 | 1.4 | 0 | 0 | 0 | 14 | 14
Cer.d18.1.23.0. | Ceramide (d18:1/23:0) | Cer(d18:1/23:0) | Cer d18:1/23:0 | Ceramides | Ceramides | FIA | Pos |  |  | Relative Quantitative | 0.28 | 0.56 | 1.4 | 0 | 0 | 0 | 14 | 14
Cer.d18.1.24.0. | Ceramide (d18:1/24:0) | Cer(d18:1/24:0) | Cer d18:1/24:0 | Ceramides | Ceramides | FIA | Pos |  |  | Relative Quantitative | 0.79 | 1.6 | 3.9 | 0 | 0 | 0 | 14 | 14
Cer.d18.1.24.1. | Ceramide (d18:1/24:1) | Cer(d18:1/24:1) | Cer d18:1/24:1 | Ceramides | Ceramides | FIA | Pos |  |  | Relative Quantitative | 0.37 | 0.72 | 1.7 | 0 | 0 | 0 | 14 | 14
Cer.d18.1.25.0. | Ceramide (d18:1/25:0) | Cer(d18:1/25:0) | Cer d18:1/25:0 | Ceramides | Ceramides | FIA | Pos |  |  | Relative Quantitative | 0.14 | 0.25 | 0.56 | 16.8651 | 23.2143 | 14.2857 | 14 | 11
Cer.d18.1.26.0. | Ceramide (d18:1/26:0) | Cer(d18:1/26:0) | Cer d18:1/26:0 | Ceramides | Ceramides | FIA | Pos |  |  | Relative Quantitative | 0.02 | 0.06 | 0.11 | 18.4524 | 28.5714 | 16.6667 | 14 | 11
Cer.d18.1.26.1. | Ceramide (d18:1/26:1) | Cer(d18:1/26:1) | Cer d18:1/26:1 | Ceramides | Ceramides | FIA | Pos |  |  | Relative Quantitative | 1e-06 | 0.018 | 0.021 | 10.119 | 23.2143 | 7.1429 | 14 | 13
Cer.d18.2.14.0. | Ceramide (d18:2/14:0) | Cer(d18:2/14:0) | Cer d18:2/14:0 | Ceramides | Ceramides | FIA | Pos |  |  | Not Validated | 1e-06 | 1e-06 | 1e-06 | 56.3492 | 78.5714 | 59.5238 | 13 | 6
Cer.d18.2.16.0. | Ceramide (d18:2/16:0) | Cer(d18:2/16:0) | Cer d18:2/16:0 | Ceramides | Ceramides | FIA | Pos |  |  | Relative Quantitative | 0.044 | 0.079 | 0.16 | 3.9683 | 0 | 0 | 14 | 14
Cer.d18.2.18.0. | Ceramide (d18:2/18:0) | Cer(d18:2/18:0) | Cer d18:2/18:0 | Ceramides | Ceramides | FIA | Pos |  |  | Relative Quantitative | 0.033 | 0.058 | 0.12 | 10.119 | 8.9286 | 0 | 14 | 13
Cer.d18.2.18.1. | Ceramide (d18:2/18:1) | Cer(d18:2/18:1) | Cer d18:2/18:1 | Ceramides | Ceramides | FIA | Pos |  |  | Not Validated | 1e-06 | 1e-06 | 1e-06 | 64.881 | 71.4286 | 54.7619 | 14 | 7
Cer.d18.2.20.0. | Ceramide (d18:2/20:0) | Cer(d18:2/20:0) | Cer d18:2/20:0 | Ceramides | Ceramides | FIA | Pos |  |  | Relative Quantitative | 0.036 | 0.06 | 0.14 | 15.0794 | 19.6429 | 11.9048 | 14 | 12
Cer.d18.2.22.0. | Ceramide (d18:2/22:0) | Cer(d18:2/22:0) | Cer d18:2/22:0 | Ceramides | Ceramides | FIA | Pos |  |  | Relative Quantitative | 0.098 | 0.18 | 0.41 | 0.19841 | 0 | 0 | 14 | 14
Cer.d18.2.23.0. | Ceramide (d18:2/23:0) | Cer(d18:2/23:0) | Cer d18:2/23:0 | Ceramides | Ceramides | FIA | Pos |  |  | Relative Quantitative | 0.044 | 0.079 | 0.18 | 0 | 0 | 0 | 14 | 14
Cer.d18.2.24.0. | Ceramide (d18:2/24:0) | Cer(d18:2/24:0) | Cer d18:2/24:0 | Ceramides | Ceramides | FIA | Pos |  |  | Relative Quantitative | 0.16 | 0.31 | 0.75 | 0 | 0 | 0 | 14 | 14
Cer.d18.2.24.1. | Ceramide (d18:2/24:1) | Cer(d18:2/24:1) | Cer d18:2/24:1 | Ceramides | Ceramides | FIA | Pos |  |  | Relative Quantitative | 0.08 | 0.14 | 0.32 | 0 | 0 | 0 | 14 | 14
CE.14.0. | Cholesteryl ester 14:0 | CE(14:0) | CE 14:0 | Cholesterol Esters | Cholesterol Esters | FIA | Pos |  |  | Relative Quantitative | 3 | 7.3 | 18 | 1.1905 | 0 | 0 | 14 | 14
CE.14.1. | Cholesteryl ester 14:1 | CE(14:1) | CE 14:1 | Cholesterol Esters | Cholesterol Esters | FIA | Pos |  |  | Relative Quantitative | 1e-06 | 0.12 | 0.55 | 7.9365 | 7.1429 | 2.381 | 14 | 14
CE.15.0. | Cholesteryl ester 15:0 | CE(15:0) | CE 15:0 | Cholesterol Esters | Cholesterol Esters | FIA | Pos |  |  | Relative Quantitative | 1.2 | 2.6 | 6.2 | 1.7857 | 5.3571 | 7.1429 | 14 | 14
CE.15.1. | Cholesteryl ester 15:1 | CE(15:1) | CE 15:1 | Cholesterol Esters | Cholesterol Esters | FIA | Pos |  |  | Not Validated | 1e-06 | 1e-06 | 1e-06 | 34.5238 | 39.2857 | 35.7143 | 11 | 9
CE.16.0. | Cholesteryl ester 16:0 | CE(16:0) | CE 16:0 | Cholesterol Esters | Cholesterol Esters | FIA | Pos |  |  | Relative Quantitative | 42 | 110 | 232 | 0 | 0 | 0 | 14 | 14
CE.16.1. | Cholesteryl ester 16:1 | CE(16:1) | CE 16:1 | Cholesterol Esters | Cholesterol Esters | FIA | Pos |  |  | Relative Quantitative | 9.7 | 28 | 68 | 0 | 0 | 0 | 14 | 14
CE.17.0. | Cholesteryl ester 17:0 | CE(17:0) | CE 17:0 | Cholesterol Esters | Cholesterol Esters | FIA | Pos |  |  | Relative Quantitative | 1.3 | 3 | 6.8 | 1.3889 | 0 | 0 | 14 | 14
CE.17.1. | Cholesteryl ester 17:1 | CE(17:1) | CE 17:1 | Cholesterol Esters | Cholesterol Esters | FIA | Pos |  |  | Relative Quantitative | 0.62 | 1.9 | 5.6 | 0.39683 | 0 | 0 | 14 | 14
CE.18.0. | Cholesteryl ester 18:0 | CE(18:0) | CE 18:0 | Cholesterol Esters | Cholesterol Esters | FIA | Pos |  |  | Relative Quantitative | 2.9 | 7.5 | 18 | 0 | 0 | 0 | 14 | 14
CE.18.1. | Cholesteryl ester 18:1 | CE(18:1) | CE 18:1 | Cholesterol Esters | Cholesterol Esters | FIA | Pos |  |  | Relative Quantitative | 52 | 157 | 328 | 0 | 0 | 0 | 14 | 14
CE.18.2. | Cholesteryl ester 18:2 | CE(18:2) | CE 18:2 | Cholesterol Esters | Cholesterol Esters | FIA | Pos |  |  | Relative Quantitative | 256 | 753 | 1793 | 0 | 0 | 0 | 14 | 14
CE.18.3. | Cholesteryl ester 18:3 | CE(18:3) | CE 18:3 | Cholesterol Esters | Cholesterol Esters | FIA | Pos |  |  | Relative Quantitative | 11 | 32 | 76 | 0 | 0 | 0 | 14 | 14
CE.20.0. | Cholesteryl ester 20:0 | CE(20:0) | CE 20:0 | Cholesterol Esters | Cholesterol Esters | FIA | Pos |  |  | Relative Quantitative | 22 | 42 | 114 | 43.4524 | 0 | 52.381 | 14 | 14
CE.20.1. | Cholesteryl ester 20:1 | CE(20:1) | CE 20:1 | Cholesterol Esters | Cholesterol Esters | FIA | Pos |  |  | Relative Quantitative | 7 | 15 | 32 | 17.6587 | 0 | 21.4286 | 14 | 14
CE.20.3. | Cholesteryl ester 20:3 | CE(20:3) | CE 20:3 | Cholesterol Esters | Cholesterol Esters | FIA | Pos |  |  | Relative Quantitative | 3.6 | 11 | 28 | 0 | 0 | 0 | 14 | 14
CE.20.4. | Cholesteryl ester 20:4 | CE(20:4) | CE 20:4 | Cholesterol Esters | Cholesterol Esters | FIA | Pos |  |  | Relative Quantitative | 46 | 128 | 345 | 0 | 0 | 0 | 14 | 14
CE.20.5. | Cholesteryl ester 20:5 | CE(20:5) | CE 20:5 | Cholesterol Esters | Cholesterol Esters | FIA | Pos |  |  | Relative Quantitative | 6.2 | 17 | 43 | 0 | 0 | 0 | 14 | 14
CE.22.0. | Cholesteryl ester 22:0 | CE(22:0) | CE 22:0 | Cholesterol Esters | Cholesterol Esters | FIA | Pos |  |  | Relative Quantitative | 0.018 | 0.47 | 1.2 | 60.3175 | 28.5714 | 78.5714 | 12 | 12
CE.22.1. | Cholesteryl ester 22:1 | CE(22:1) | CE 22:1 | Cholesterol Esters | Cholesterol Esters | FIA | Pos |  |  | Relative Quantitative | 0.064 | 0.33 | 1.5 | 53.373 | 19.6429 | 69.0476 | 11 | 12
CE.22.2. | Cholesteryl ester 22:2 | CE(22:2) | CE 22:2 | Cholesterol Esters | Cholesterol Esters | FIA | Pos |  |  | Relative Quantitative | 1 | 1.9 | 4.8 | 49.8016 | 0 | 66.6667 | 14 | 14
CE.22.5. | Cholesteryl ester 22:5 | CE(22:5) | CE 22:5 | Cholesterol Esters | Cholesterol Esters | FIA | Pos |  |  | Relative Quantitative | 0.74 | 1.5 | 3.7 | 0 | 0 | 0 | 14 | 14
CE.22.6. | Cholesteryl ester 22:6 | CE(22:6) | CE 22:6 | Cholesterol Esters | Cholesterol Esters | FIA | Pos |  |  | Relative Quantitative | 4.8 | 14 | 33 | 0 | 0 | 0 | 14 | 14
DG.O.14.0_18.2. | Diacylglyceride O-(14:0_18:2) | DG-O(14:0_18:2) | DG O-14:0_18:2 | Diacylglycerols | Diacylglycerols | FIA | Pos |  |  | Relative Quantitative | 0.41 | 1 | 3.9 | 100 | 67.8571 | 100 | 0 | 5
DG.O.16.0_18.1. | Diacylglyceride O-(16:0_18:1) | DG-O(16:0_18:1) | DG O-16:0_18:1 | Diacylglycerols | Diacylglycerols | FIA | Pos |  |  | Relative Quantitative | 1e-06 | 1e-06 | 0.039 | 82.7381 | 83.9286 | 80.9524 | 11 | 3
DG.O.16.0_20.4. | Diacylglyceride O-(16:0_20:4) | DG-O(16:0_20:4) (Sciex) | DG O-16:0_20:4 (Sciex) | Diacylglycerols | Diacylglycerols | FIA | Pos |  |  | Not Validated | 1e-06 | 1e-06 | 1e-06 | 97.2222 | 98.2143 | 97.619 | 1 | 1
DG.O.18.2_18.2. | Diacylglyceride O-(18:2_18:2) | DG-O(18:2_18:2) (Waters) | DG O-18:2_18:2 (Waters) | Diacylglycerols | Diacylglycerols | FIA | Pos | [6 empty] | 99.0079 | 82.1429 | 97.619 | 1 | 3
DG.14.0_14.0. | Diacylglyceride (14:0_14:0) | DG(14:0_14:0) | DG 14:0_14:0 | Diacylglycerols | Diacylglycerols | FIA | Pos |  |  | Not Validated | 0.085 | 0.23 | 0.6 | 91.2698 | 89.2857 | 100 | 4 | 2
DG.14.0_18.1. | Diacylglyceride (14:0_18:1) | DG(14:0_18:1) | DG 14:0_18:1 | Diacylglycerols | Diacylglycerols | FIA | Pos |  |  | Relative Quantitative | 0.36 | 0.75 | 2.1 | 90.6746 | 89.2857 | 92.8571 | 11 | 2
DG.14.0_18.2. | Diacylglyceride (14:0_18:2) | DG(14:0_18:2) | DG 14:0_18:2 | Diacylglycerols | Diacylglycerols | FIA | Pos |  |  | Relative Quantitative | 0.2 | 0.39 | 1 | 94.6429 | 100 | 92.8571 | 8 | 0
DG.14.0_20.0. | Diacylglyceride (14:0_20:0) | DG(14:0_20:0) | DG 14:0_20:0 | Diacylglycerols | Diacylglycerols | FIA | Pos |  |  | Not Validated | 0.048 | 0.063 | 0.1 | 93.4524 | 96.4286 | 97.619 | 5 | 1
DG.14.1_18.1. | Diacylglyceride (14:1_18:1) | DG(14:1_18:1) | DG 14:1_18:1 | Diacylglycerols | Diacylglycerols | FIA | Pos |  |  | Relative Quantitative | 1e-06 | 1e-06 | 0.11 | 74.6032 | 73.2143 | 54.7619 | 14 | 5
DG.14.1_20.2. | Diacylglyceride (14:1_20:2) | DG(14:1_20:2) | DG 14:1_20:2 | Diacylglycerols | Diacylglycerols | FIA | Pos |  |  | Not Validated | 1e-06 | 1e-06 | 1e-06 | 93.4524 | 92.8571 | 97.619 | 2 | 2
DG.16.0_16.0. | Diacylglyceride (16:0_16:0) | DG(16:0_16:0) | DG 16:0_16:0 | Diacylglycerols | Diacylglycerols | FIA | Pos |  |  | Not Validated | 5.8 | 8.2 | 9.1 | 100 | 100 | 100 | 0 | 0
DG.16.0_16.1. | Diacylglyceride (16:0_16:1) | DG(16:0_16:1) | DG 16:0_16:1 | Diacylglycerols | Diacylglycerols | FIA | Pos |  |  | Relative Quantitative | 0.3 | 0.45 | 1 | 63.4921 | 55.3571 | 30.9524 | 14 | 7
DG.16.0_18.1. | Diacylglyceride (16:0_18:1) | DG(16:0_18:1) | DG 16:0_18:1 | Diacylglycerols | Diacylglycerols | FIA | Pos |  |  | Relative Quantitative | 1.6 | 3.2 | 6.9 | 2.381 | 0 | 0 | 14 | 14
DG.16.0_18.2. | Diacylglyceride (16:0_18:2) | DG(16:0_18:2) | DG 16:0_18:2 | Diacylglycerols | Diacylglycerols | FIA | Pos |  |  | Relative Quantitative | 1.2 | 2.3 | 5.1 | 0.79365 | 0 | 0 | 14 | 14
DG.16.0_20.0. | Diacylglyceride (16:0_20:0) | DG(16:0_20:0) | DG 16:0_20:0 | Diacylglycerols | Diacylglycerols | FIA | Pos |  |  | Not Validated | 0.17 | 0.5 | 0.8 | 94.8413 | 100 | 100 | 5 | 0
DG.16.0_20.3. | Diacylglyceride (16:0_20:3) | DG(16:0_20:3) | DG 16:0_20:3 | Diacylglycerols | Diacylglycerols | FIA | Pos |  |  | Not Validated | 1e-06 | 1e-06 | 1e-06 | 83.3333 | 82.1429 | 78.5714 | 12 | 6
DG.16.0_20.4. | Diacylglyceride (16:0_20:4) | DG(16:0_20:4) | DG 16:0_20:4 | Diacylglycerols | Diacylglycerols | FIA | Pos |  |  | Not Validated | 1e-06 | 1e-06 | 1e-06 | 94.4444 | 96.4286 | 92.8571 | 7 | 1
DG.16.1_18.0. | Diacylglyceride (16:1_18:0) | DG(16:1_18:0) | DG 16:1_18:0 | Diacylglycerols | Diacylglycerols | FIA | Pos |  |  | Relative Quantitative | 1e-06 | 0.034 | 0.24 | 85.5159 | 94.6429 | 80.9524 | 11 | 2
DG.16.1_18.1. | Diacylglyceride (16:1_18:1) | DG(16:1_18:1) | DG 16:1_18:1 | Diacylglycerols | Diacylglycerols | FIA | Pos |  |  | Relative Quantitative | 0.66 | 1 | 2.5 | 52.5794 | 58.9286 | 33.3333 | 13 | 7
DG.16.1_18.2. | Diacylglyceride (16:1_18:2) | DG(16:1_18:2) | DG 16:1_18:2 | Diacylglycerols | Diacylglycerols | FIA | Pos |  |  | Relative Quantitative | 0.24 | 0.43 | 0.9 | 4.9603 | 0 | 0 | 14 | 14
DG.16.1_20.0. | Diacylglyceride (16:1_20:0) | DG(16:1_20:0) | DG 16:1_20:0 | Diacylglycerols | Diacylglycerols | FIA | Pos |  |  | Not Validated | 0.006 | 1e-06 | 1e-06 | 90.873 | 94.6429 | 85.7143 | 8 | 2
DG.17.0_17.1. | Diacylglyceride (17:0_17:1) | DG(17:0_17:1) | DG 17:0_17:1 | Diacylglycerols | Diacylglycerols | FIA | Pos |  |  | Not Validated | 1e-06 | 1e-06 | 1e-06 | 96.2302 | 94.6429 | 92.8571 | 2 | 2
DG.17.0_18.1. | Diacylglyceride (17:0_18:1) | DG(17:0_18:1) | DG 17:0_18:1 | Diacylglycerols | Diacylglycerols | FIA | Pos |  |  | Relative Quantitative | 0.25 | 0.4 | 0.86 | 35.7143 | 39.2857 | 9.5238 | 14 | 11
DG.18.0_20.0. | Diacylglyceride (18:0_20:0) | DG(18:0_20:0) | DG 18:0_20:0 | Diacylglycerols | Diacylglycerols | FIA | Pos |  |  | Not Validated | 1e-06 | 0.008 | 1e-06 | 97.0238 | 100 | 95.2381 | 3 | 0
DG.18.0_20.4. | Diacylglyceride (18:0_20:4) | DG(18:0_20:4) | DG 18:0_20:4 | Diacylglycerols | Diacylglycerols | FIA | Pos |  |  | Not Validated | 1e-06 | 1e-06 | 1e-06 | 91.2698 | 94.6429 | 88.0952 | 6 | 2
DG.18.1_18.1. | Diacylglyceride (18:1_18:1) | DG(18:1_18:1) | DG 18:1_18:1 | Diacylglycerols | Diacylglycerols | FIA | Pos |  |  | Relative Quantitative | 0.8 | 1.5 | 3.2 | 0 | 0 | 0 | 14 | 14
DG.18.1_18.2. | Diacylglyceride (18:1_18:2) | DG(18:1_18:2) | DG 18:1_18:2 | Diacylglycerols | Diacylglycerols | FIA | Pos |  |  | Relative Quantitative | 2.2 | 4.2 | 9.2 | 0 | 0 | 0 | 14 | 14
DG.18.1_18.3. | Diacylglyceride (18:1_18:3) | DG(18:1_18:3) | DG 18:1_18:3 | Diacylglycerols | Diacylglycerols | FIA | Pos |  |  | Relative Quantitative | 0.34 | 0.27 | 1 | 50.3968 | 55.3571 | 45.2381 | 13 | 9
DG.18.1_18.4. | Diacylglyceride (18:1_18:4) | DG(18:1_18:4) | DG 18:1_18:4 | Diacylglycerols | Diacylglycerols | FIA | Pos |  |  | Not Validated | 1e-06 | 1e-06 | 0.17 | 97.619 | 94.6429 | 95.2381 | 3 | 1
DG.18.1_20.0. | Diacylglyceride (18:1_20:0) | DG(18:1_20:0) | DG 18:1_20:0 | Diacylglycerols | Diacylglycerols | FIA | Pos |  |  | Relative Quantitative | 1e-06 | 0.31 | 0.62 | 72.4206 | 78.5714 | 85.7143 | 12 | 6
DG.18.1_20.1. | Diacylglyceride (18:1_20:1) | DG(18:1_20:1) | DG 18:1_20:1 | Diacylglycerols | Diacylglycerols | FIA | Pos |  |  | Relative Quantitative | 1e-06 | 0.011 | 0.12 | 13.6905 | 23.2143 | 9.5238 | 14 | 11
DG.18.1_20.2. | Diacylglyceride (18:1_20:2) | DG(18:1_20:2) | DG 18:1_20:2 | Diacylglycerols | Diacylglycerols | FIA | Pos |  |  | Not Validated | 1e-06 | 1e-06 | 1e-06 | 70.8333 | 83.9286 | 64.2857 | 13 | 5
DG.18.1_20.3. | Diacylglyceride (18:1_20:3) | DG(18:1_20:3) | DG 18:1_20:3 | Diacylglycerols | Diacylglycerols | FIA | Pos |  |  | Relative Quantitative | 1e-06 | 0.073 | 0.12 | 74.8016 | 89.2857 | 54.7619 | 13 | 3
DG.18.1_20.4. | Diacylglyceride (18:1_20:4) | DG(18:1_20:4) | DG 18:1_20:4 | Diacylglycerols | Diacylglycerols | FIA | Pos |  |  | Relative Quantitative | 1e-06 | 0.085 | 0.76 | 89.4841 | 98.2143 | 88.0952 | 11 | 1
DG.18.1_22.5. | Diacylglyceride (18:1_22:5) | DG(18:1_22:5) | DG 18:1_22:5 | Diacylglycerols | Diacylglycerols | FIA | Pos |  |  | Not Validated | 1e-06 | 0.004 | 1e-06 | 96.4286 | 100 | 97.619 | 6 | 0
DG.18.1_22.6. | Diacylglyceride (18:1_22:6) | DG(18:1_22:6) | DG 18:1_22:6 | Diacylglycerols | Diacylglycerols | FIA | Pos |  |  | Not Validated | 0.25 | 0.15 | 0.34 | 87.6984 | 98.2143 | 95.2381 | 10 | 1
DG.18.2_18.2. | Diacylglyceride (18:2_18:2) | DG(18:2_18:2) | DG 18:2_18:2 | Diacylglycerols | Diacylglycerols | FIA | Pos |  |  | Relative Quantitative | 1.6 | 3 | 6.4 | 0 | 0 | 0 | 14 | 14
DG.18.2_18.3. | Diacylglyceride (18:2_18:3) | DG(18:2_18:3) | DG 18:2_18:3 | Diacylglycerols | Diacylglycerols | FIA | Pos |  |  | Relative Quantitative | 0.35 | 0.27 | 0.96 | 39.6825 | 33.9286 | 19.0476 | 14 | 11
DG.18.2_18.4. | Diacylglyceride (18:2_18:4) | DG(18:2_18:4) | DG 18:2_18:4 | Diacylglycerols | Diacylglycerols | FIA | Pos |  |  | Not Validated | 1e-06 | 1e-06 | 1e-06 | 83.9286 | 85.7143 | 83.3333 | 8 | 3
DG.18.2_20.0. | Diacylglyceride (18:2_20:0) | DG(18:2_20:0) | DG 18:2_20:0 | Diacylglycerols | Diacylglycerols | FIA | Pos |  |  | Not Validated | 1e-06 | 1e-06 | 1e-06 | 73.0159 | 85.7143 | 83.3333 | 14 | 4
DG.18.2_20.4. | Diacylglyceride (18:2_20:4) | DG(18:2_20:4) | DG 18:2_20:4 | Diacylglycerols | Diacylglycerols | FIA | Pos |  |  | Relative Quantitative | 1e-06 | 0.13 | 0.54 | 77.9762 | 85.7143 | 69.0476 | 11 | 4
DG.18.3_18.3. | Diacylglyceride (18:3_18:3) | DG(18:3_18:3) | DG 18:3_18:3 | Diacylglycerols | Diacylglycerols | FIA | Pos |  |  | Not Validated | 1e-06 | 1e-06 | 1e-06 | 85.119 | 92.8571 | 85.7143 | 9 | 3
DG.18.3_20.2. | Diacylglyceride (18:3_20:2) | DG(18:3_20:2) | DG 18:3_20:2 | Diacylglycerols | Diacylglycerols | FIA | Pos |  |  | Not Validated | 0.009 | 1e-06 | 1e-06 | 99.0079 | 98.2143 | 100 | 3 | 1
DG.21.0_22.6. | Diacylglyceride (21:0_22:6) | DG(21:0_22:6) | DG 21:0_22:6 | Diacylglycerols | Diacylglycerols | FIA | Pos |  |  | Not Validated | 1e-06 | 1e-06 | 1e-06 | 96.0317 | 96.4286 | 95.2381 | 2 | 1
DG.22.1_22.2. | Diacylglyceride (22:1_22:2) | DG(22:1_22:2) | DG 22:1_22:2 | Diacylglycerols | Diacylglycerols | FIA | Pos |  |  | Not Validated | 1e-06 | 1e-06 | 1e-06 | 92.8571 | 92.8571 | 90.4762 | 2 | 1
Cer.d18.0.18.0.OH.. | Dihydroceramide (d18:0/18:0(OH)) | Cer(d18:0/18:0(OH)) | Cer d18:0/18:0-OH | Dihydroceramides | Ceramides | FIA | Pos |  |  | Relative Quantitative | 1e-06 | 1e-06 | 1e-06 | 95.2381 | 98.2143 | 88.0952 | 7 | 1
Cer.d18.0.18.0. | Dihydroceramide (d18:0/18:0) | Cer(d18:0/18:0) | Cer d18:0/18:0 | Dihydroceramides | Ceramides | FIA | Pos |  |  | Not Validated | 0.012 | 0.015 | 0.02 | 77.381 | 83.9286 | 76.1905 | 9 | 5
Cer.d18.0.20.0. | Dihydroceramide (d18:0/20:0) | Cer(d18:0/20:0) | Cer d18:0/20:0 | Dihydroceramides | Ceramides | FIA | Pos |  |  | Not Validated | 1e-06 | 1e-06 | 0.036 | 93.6508 | 94.6429 | 92.8571 | 9 | 2
Cer.d18.0.22.0. | Dihydroceramide (d18:0/22:0) | Cer(d18:0/22:0) | Cer d18:0/22:0 | Dihydroceramides | Ceramides | FIA | Pos |  |  | Relative Quantitative | 0.095 | 0.14 | 0.28 | 68.6508 | 75 | 66.6667 | 9 | 4
Cer.d18.0.24.0. | Dihydroceramide (d18:0/24:0) | Cer(d18:0/24:0) | Cer d18:0/24:0 | Dihydroceramides | Ceramides | FIA | Pos |  |  | Relative Quantitative | 0.12 | 0.2 | 0.44 | 24.8016 | 23.2143 | 9.5238 | 14 | 12
Cer.d18.0.24.1. | Dihydroceramide (d18:0/24:1) | Cer(d18:0/24:1) | Cer d18:0/24:1 | Dihydroceramides | Ceramides | FIA | Pos |  |  | Relative Quantitative | 0.091 | 0.15 | 0.32 | 23.6111 | 44.6429 | 28.5714 | 14 | 9
Cer.d18.0.26.1.OH.. | Dihydroceramide (d18:0/26:1(OH)) | Cer(d18:0/26:1(OH)) | Cer d18:0/26:1-OH | Dihydroceramides | Ceramides | FIA | Pos |  |  | Not Validated | 1e-06 | 1e-06 | 1e-06 | 91.4683 | 94.6429 | 85.7143 | 5 | 2
Cer.d18.0.26.1. | Dihydroceramide (d18:0/26:1) | Cer(d18:0/26:1) | Cer d18:0/26:1 | Dihydroceramides | Ceramides | FIA | Pos |  |  | Not Validated | 1e-06 | 1e-06 | 1e-06 | 93.0556 | 94.6429 | 92.8571 | 5 | 3
lysoPC.a.C14.0 | Lysophosphatidylcholine a C14:0 | lysoPC a C14:0 | LPC 14:0 | Lysophosphatidylcholines | Glycerophospholipids | FIA | Pos |  |  | Not Validated | 5.4 | 5.9 | 7.2 | 0 | 0 | 0 | 14 | 14
lysoPC.a.C16.0 | Lysophosphatidylcholine a C16:0 | lysoPC a C16:0 | LPC 16:0 | Lysophosphatidylcholines | Glycerophospholipids | FIA | Pos |  |  | Relative Quantitative | 75 | 143 | 313 | 0 | 0 | 0 | 14 | 14
lysoPC.a.C16.1 | Lysophosphatidylcholine a C16:1 | lysoPC a C16:1 | LPC 16:1 | Lysophosphatidylcholines | Glycerophospholipids | FIA | Pos |  |  | Relative Quantitative | 1.2 | 2.4 | 5.3 | 0 | 0 | 0 | 14 | 14
lysoPC.a.C17.0 | Lysophosphatidylcholine a C17:0 | lysoPC a C17:0 | LPC 17:0 | Lysophosphatidylcholines | Glycerophospholipids | FIA | Pos |  |  | Relative Quantitative | 1.2 | 2.4 | 5.3 | 0 | 0 | 0 | 14 | 14
lysoPC.a.C18.0 | Lysophosphatidylcholine a C18:0 | lysoPC a C18:0 | LPC 18:0 | Lysophosphatidylcholines | Glycerophospholipids | FIA | Pos |  |  | Relative Quantitative | 27 | 52 | 116 | 0 | 0 | 0 | 14 | 14
lysoPC.a.C18.1 | Lysophosphatidylcholine a C18:1 | lysoPC a C18:1 | LPC 18:1 | Lysophosphatidylcholines | Glycerophospholipids | FIA | Pos |  |  | Relative Quantitative | 12 | 23 | 52 | 0 | 0 | 0 | 14 | 14
lysoPC.a.C18.2 | Lysophosphatidylcholine a C18:2 | lysoPC a C18:2 | LPC 18:2 | Lysophosphatidylcholines | Glycerophospholipids | FIA | Pos |  |  | Relative Quantitative | 17 | 33 | 74 | 0 | 0 | 0 | 14 | 14
lysoPC.a.C20.3 | Lysophosphatidylcholine a C20:3 | lysoPC a C20:3 | LPC 20:3 | Lysophosphatidylcholines | Glycerophospholipids | FIA | Pos |  |  | Relative Quantitative | 1.2 | 2.3 | 5.1 | 0 | 0 | 0 | 14 | 14
lysoPC.a.C20.4 | Lysophosphatidylcholine a C20:4 | lysoPC a C20:4 | LPC 20:4 | Lysophosphatidylcholines | Glycerophospholipids | FIA | Pos |  |  | Relative Quantitative | 4.3 | 8.5 | 19 | 0 | 0 | 0 | 14 | 14
lysoPC.a.C24.0 | Lysophosphatidylcholine a C24:0 | lysoPC a C24:0 | LPC 24:0 | Lysophosphatidylcholines | Glycerophospholipids | FIA | Pos |  |  | Relative Quantitative | 0.12 | 0.22 | 0.46 | 1.3889 | 0 | 0 | 14 | 14
lysoPC.a.C26.0 | Lysophosphatidylcholine a C26:0 | lysoPC a C26:0 | LPC 26:0 | Lysophosphatidylcholines | Glycerophospholipids | FIA | Pos |  |  | Relative Quantitative | 0.21 | 0.33 | 0.61 | 15.0794 | 0 | 19.0476 | 14 | 14
lysoPC.a.C26.1 | Lysophosphatidylcholine a C26:1 | lysoPC a C26:1 | LPC 26:1 | Lysophosphatidylcholines | Glycerophospholipids | FIA | Pos |  |  | Relative Quantitative | 0.1 | 0.14 | 0.2 | 6.9444 | 10.7143 | 14.2857 | 14 | 14
lysoPC.a.C28.0 | Lysophosphatidylcholine a C28:0 | lysoPC a C28:0 | PC O-28:0 | Lysophosphatidylcholines | Glycerophospholipids | FIA | Pos |  |  | Relative Quantitative | 0.14 | 0.21 | 0.39 | 37.5 | 50 | 52.381 | 12 | 9
lysoPC.a.C28.1 | Lysophosphatidylcholine a C28:1 | lysoPC a C28:1 | PC O-28:1 | Lysophosphatidylcholines | Glycerophospholipids | FIA | Pos |  |  | Relative Quantitative | 0.15 | 0.21 | 0.38 | 3.373 | 14.2857 | 7.1429 | 14 | 12
PC.aa.C24.0 | Phosphatidylcholine aa C24:0 | PC aa C24:0 | PC 24:0 | Phosphatidylcholines | Glycerophospholipids | FIA | Pos |  |  | Relative Quantitative | 12 | 23 | 52 | 34.5238 | 0 | 35.7143 | 12 | 14
PC.aa.C26.0 | Phosphatidylcholine aa C26:0 | PC aa C26:0 | PC 26:0 | Phosphatidylcholines | Glycerophospholipids | FIA | Pos |  |  | Relative Quantitative | 0.62 | 0.69 | 0.93 | 84.9206 | 87.5 | 83.3333 | 4 | 3
PC.aa.C28.1 | Phosphatidylcholine aa C28:1 | PC aa C28:1 | PC 28:1 | Phosphatidylcholines | Glycerophospholipids | FIA | Pos |  |  | Relative Quantitative | 0.88 | 1.6 | 3.4 | 0.59524 | 0 | 0 | 14 | 14
PC.aa.C30.0 | Phosphatidylcholine aa C30:0 | PC aa C30:0 | PC 30:0 | Phosphatidylcholines | Glycerophospholipids | FIA | Pos |  |  | Relative Quantitative | 1 | 1.9 | 4.2 | 0 | 0 | 0 | 14 | 14
PC.aa.C30.2 | Phosphatidylcholine aa C30:2 (Sciex) | PC aa C30:2 (Sciex) | PC 30:2 (Sciex) | Phosphatidylcholines | Glycerophospholipids | FIA | Pos |  |  | Relative Quantitative | 1e-06 | 0.001 | 1e-06 | 49.6032 | 44.6429 | 45.2381 | 10 | 9
PC.aa.C32.0 | Phosphatidylcholine aa C32:0 | PC aa C32:0 | PC 32:0 | Phosphatidylcholines | Glycerophospholipids | FIA | Pos |  |  | Relative Quantitative | 4.1 | 7.7 | 17 | 0 | 0 | 0 | 14 | 14
PC.aa.C32.1 | Phosphatidylcholine aa C32:1 | PC aa C32:1 | PC 32:1 | Phosphatidylcholines | Glycerophospholipids | FIA | Pos |  |  | Relative Quantitative | 2.7 | 5.1 | 12 | 0 | 0 | 0 | 14 | 14
PC.aa.C32.2 | Phosphatidylcholine aa C32:2 | PC aa C32:2 | PC 32:2 | Phosphatidylcholines | Glycerophospholipids | FIA | Pos |  |  | Relative Quantitative | 0.69 | 1.4 | 3.1 | 0 | 0 | 0 | 14 | 14
PC.aa.C32.3 | Phosphatidylcholine aa C32:3 | PC aa C32:3 | PC 32:3 | Phosphatidylcholines | Glycerophospholipids | FIA | Pos |  |  | Relative Quantitative | 0.17 | 0.32 | 0.68 | 0 | 0 | 0 | 14 | 14
PC.aa.C34.1 | Phosphatidylcholine aa C34:1 | PC aa C34:1 | PC 34:1 | Phosphatidylcholines | Glycerophospholipids | FIA | Pos |  |  | Relative Quantitative | 49 | 91 | 199 | 0 | 0 | 0 | 14 | 14
PC.aa.C34.2 | Phosphatidylcholine aa C34:2 | PC aa C34:2 | PC 34:2 | Phosphatidylcholines | Glycerophospholipids | FIA | Pos |  |  | Relative Quantitative | 121 | 214 | 428 | 0 | 0 | 0 | 14 | 14
PC.aa.C34.3 | Phosphatidylcholine aa C34:3 | PC aa C34:3 | PC 34:3 | Phosphatidylcholines | Glycerophospholipids | FIA | Pos |  |  | Relative Quantitative | 3.5 | 6.6 | 15 | 0 | 0 | 0 | 14 | 14
PC.aa.C34.4 | Phosphatidylcholine aa C34:4 | PC aa C34:4 | PC 34:4 | Phosphatidylcholines | Glycerophospholipids | FIA | Pos |  |  | Relative Quantitative | 0.36 | 0.7 | 1.6 | 0 | 0 | 0 | 14 | 14
PC.aa.C36.0 | Phosphatidylcholine aa C36:0 | PC aa C36:0 | PC 36:0 | Phosphatidylcholines | Glycerophospholipids | FIA | Pos |  |  | Relative Quantitative | 0.44 | 0.69 | 1.4 | 1.5873 | 3.5714 | 7.1429 | 14 | 14
PC.aa.C36.1 | Phosphatidylcholine aa C36:1 | PC aa C36:1 | PC 36:1 | Phosphatidylcholines | Glycerophospholipids | FIA | Pos |  |  | Relative Quantitative | 12 | 22 | 52 | 0 | 0 | 0 | 14 | 14
PC.aa.C36.2 | Phosphatidylcholine aa C36:2 | PC aa C36:2 | PC 36:2 | Phosphatidylcholines | Glycerophospholipids | FIA | Pos |  |  | Relative Quantitative | 69 | 126 | 267 | 0 | 0 | 0 | 14 | 14
PC.aa.C36.3 | Phosphatidylcholine aa C36:3 | PC aa C36:3 | PC 36:3 | Phosphatidylcholines | Glycerophospholipids | FIA | Pos |  |  | Relative Quantitative | 34 | 65 | 145 | 0 | 0 | 0 | 14 | 14
PC.aa.C36.4 | Phosphatidylcholine aa C36:4 | PC aa C36:4 | PC 36:4 | Phosphatidylcholines | Glycerophospholipids | FIA | Pos |  |  | Relative Quantitative | 54 | 100 | 219 | 0 | 0 | 0 | 14 | 14
PC.aa.C36.5 | Phosphatidylcholine aa C36:5 | PC aa C36:5 | PC 36:5 | Phosphatidylcholines | Glycerophospholipids | FIA | Pos |  |  | Relative Quantitative | 3.2 | 6.2 | 14 | 0 | 0 | 0 | 14 | 14
PC.aa.C36.6 | Phosphatidylcholine aa C36:6 | PC aa C36:6 | PC 36:6 | Phosphatidylcholines | Glycerophospholipids | FIA | Pos |  |  | Relative Quantitative | 0.13 | 0.25 | 0.59 | 0 | 0 | 0 | 14 | 14
PC.aa.C38.0 | Phosphatidylcholine aa C38:0 | PC aa C38:0 | PC 38:0 | Phosphatidylcholines | Glycerophospholipids | FIA | Pos |  |  | Relative Quantitative | 0.62 | 1.2 | 2.7 | 0 | 0 | 0 | 14 | 14
PC.aa.C38.1 | Phosphatidylcholine aa C38:1 (Sciex) | PC aa C38:1 (Sciex) | PC 38:1 (Sciex) | Phosphatidylcholines | Glycerophospholipids | FIA | Pos |  |  | Relative Quantitative | 0.14 | 0.22 | 0.53 | 24.8016 | 32.1429 | 28.5714 | 11 | 11
PC.aa.C38.3 | Phosphatidylcholine aa C38:3 | PC aa C38:3 | PC 38:3 | Phosphatidylcholines | Glycerophospholipids | FIA | Pos |  |  | Relative Quantitative | 12 | 24 | 53 | 0 | 0 | 0 | 14 | 14
PC.aa.C38.4 | Phosphatidylcholine aa C38:4 | PC aa C38:4 | PC 38:4 | Phosphatidylcholines | Glycerophospholipids | FIA | Pos |  |  | Relative Quantitative | 31 | 59 | 132 | 0 | 0 | 0 | 14 | 14
PC.aa.C38.5 | Phosphatidylcholine aa C38:5 | PC aa C38:5 | PC 38:5 | Phosphatidylcholines | Glycerophospholipids | FIA | Pos |  |  | Relative Quantitative | 12 | 23 | 52 | 0 | 0 | 0 | 14 | 14
PC.aa.C38.6 | Phosphatidylcholine aa C38:6 | PC aa C38:6 | PC 38:6 | Phosphatidylcholines | Glycerophospholipids | FIA | Pos |  |  | Relative Quantitative | 13 | 25 | 57 | 0 | 0 | 0 | 14 | 14
PC.aa.C40.1 | Phosphatidylcholine aa C40:1 | PC aa C40:1 | PC 40:1 | Phosphatidylcholines | Glycerophospholipids | FIA | Pos |  |  | Not Validated | 0.21 | 0.28 | 0.46 | 83.7302 | 100 | 100 | 13 | 0
PC.aa.C40.2 | Phosphatidylcholine aa C40:2 | PC aa C40:2 | PC 40:2 | Phosphatidylcholines | Glycerophospholipids | FIA | Pos |  |  | Relative Quantitative | 0.13 | 0.23 | 0.48 | 0 | 0 | 0 | 14 | 14
PC.aa.C40.3 | Phosphatidylcholine aa C40:3 | PC aa C40:3 | PC 40:3 | Phosphatidylcholines | Glycerophospholipids | FIA | Pos |  |  | Relative Quantitative | 0.19 | 0.35 | 0.76 | 0 | 0 | 0 | 14 | 14
PC.aa.C40.4 | Phosphatidylcholine aa C40:4 | PC aa C40:4 | PC 40:4 | Phosphatidylcholines | Glycerophospholipids | FIA | Pos |  |  | Relative Quantitative | 1.1 | 2.1 | 4.9 | 0 | 0 | 0 | 14 | 14
PC.aa.C40.5 | Phosphatidylcholine aa C40:5 | PC aa C40:5 | PC 40:5 | Phosphatidylcholines | Glycerophospholipids | FIA | Pos |  |  | Relative Quantitative | 2.3 | 4.4 | 10 | 0 | 0 | 0 | 14 | 14
PC.aa.C40.6 | Phosphatidylcholine aa C40:6 | PC aa C40:6 | PC 40:6 | Phosphatidylcholines | Glycerophospholipids | FIA | Pos |  |  | Relative Quantitative | 4.5 | 8.5 | 19 | 0 | 0 | 0 | 14 | 14
PC.aa.C42.0 | Phosphatidylcholine aa C42:0 | PC aa C42:0 | PC 42:0 | Phosphatidylcholines | Glycerophospholipids | FIA | Pos |  |  | Relative Quantitative | 0.16 | 0.29 | 0.7 | 0 | 0 | 0 | 14 | 14
PC.aa.C42.1 | Phosphatidylcholine aa C42:1 | PC aa C42:1 | PC 42:1 | Phosphatidylcholines | Glycerophospholipids | FIA | Pos |  |  | Relative Quantitative | 0.086 | 0.16 | 0.45 | 0 | 0 | 0 | 14 | 14
PC.aa.C42.2 | Phosphatidylcholine aa C42:2 | PC aa C42:2 | PC 42:2 | Phosphatidylcholines | Glycerophospholipids | FIA | Pos |  |  | Relative Quantitative | 0.093 | 0.15 | 0.31 | 0 | 0 | 0 | 14 | 14
PC.aa.C42.4 | Phosphatidylcholine aa C42:4 | PC aa C42:4 | PC 42:4 | Phosphatidylcholines | Glycerophospholipids | FIA | Pos |  |  | Relative Quantitative | 0.089 | 0.16 | 0.36 | 0 | 0 | 0 | 14 | 14
PC.aa.C42.5 | Phosphatidylcholine aa C42:5 | PC aa C42:5 | PC 42:5 | Phosphatidylcholines | Glycerophospholipids | FIA | Pos |  |  | Relative Quantitative | 0.1 | 0.19 | 0.42 | 0 | 0 | 0 | 14 | 14
PC.aa.C42.6 | Phosphatidylcholine aa C42:6 | PC aa C42:6 | PC 42:6 | Phosphatidylcholines | Glycerophospholipids | FIA | Pos |  |  | Relative Quantitative | 0.14 | 0.23 | 0.45 | 0.99206 | 8.9286 | 4.7619 | 14 | 13
PC.ae.C30.0 | Phosphatidylcholine ae C30:0 | PC ae C30:0 | PC O-30:0 | Phosphatidylcholines | Glycerophospholipids | FIA | Pos |  |  | Relative Quantitative | 0.11 | 0.17 | 0.33 | 9.127 | 0 | 0 | 14 | 14
PC.ae.C30.1 | Phosphatidylcholine ae C30:1 | PC ae C30:1 | PC O-30:1 | Phosphatidylcholines | Glycerophospholipids | FIA | Pos |  |  | Relative Quantitative | 0.081 | 0.12 | 0.19 | 22.4206 | 25 | 30.9524 | 14 | 13
PC.ae.C30.2 | Phosphatidylcholine ae C30:2 | PC ae C30:2 | PC O-30:2 | Phosphatidylcholines | Glycerophospholipids | FIA | Pos |  |  | Relative Quantitative | 0.039 | 0.061 | 0.12 | 1.1905 | 0 | 0 | 14 | 14
PC.ae.C32.1 | Phosphatidylcholine ae C32:1 | PC ae C32:1 | PC O-32:1 | Phosphatidylcholines | Glycerophospholipids | FIA | Pos |  |  | Relative Quantitative | 0.86 | 1.7 | 3.6 | 0 | 0 | 0 | 14 | 14
PC.ae.C32.2 | Phosphatidylcholine ae C32:2 | PC ae C32:2 | PC O-32:2 | Phosphatidylcholines | Glycerophospholipids | FIA | Pos |  |  | Relative Quantitative | 0.23 | 0.41 | 0.88 | 0 | 0 | 0 | 14 | 14
PC.ae.C34.0 | Phosphatidylcholine ae C34:0 | PC ae C34:0 | PC O-34:0 | Phosphatidylcholines | Glycerophospholipids | FIA | Pos |  |  | Relative Quantitative | 0.33 | 0.63 | 1.4 | 0 | 0 | 0 | 14 | 14
PC.ae.C34.1 | Phosphatidylcholine ae C34:1 | PC ae C34:1 | PC O-34:1 | Phosphatidylcholines | Glycerophospholipids | FIA | Pos |  |  | Relative Quantitative | 2.2 | 4.3 | 9.9 | 0 | 0 | 0 | 14 | 14
PC.ae.C34.2 | Phosphatidylcholine ae C34:2 | PC ae C34:2 | PC O-34:2 | Phosphatidylcholines | Glycerophospholipids | FIA | Pos |  |  | Relative Quantitative | 3.4 | 6.6 | 15 | 0 | 0 | 0 | 14 | 14
PC.ae.C34.3 | Phosphatidylcholine ae C34:3 | PC ae C34:3 | PC O-34:3 | Phosphatidylcholines | Glycerophospholipids | FIA | Pos |  |  | Relative Quantitative | 3 | 5.8 | 14 | 0 | 0 | 0 | 14 | 14
PC.ae.C36.0 | Phosphatidylcholine ae C36:0 | PC ae C36:0 | PC O-36:0 | Phosphatidylcholines | Glycerophospholipids | FIA | Pos |  |  | Relative Quantitative | 0.23 | 0.38 | 0.78 | 0 | 0 | 0 | 14 | 14
PC.ae.C36.1 | Phosphatidylcholine ae C36:1 | PC ae C36:1 | PC O-36:1 | Phosphatidylcholines | Glycerophospholipids | FIA | Pos |  |  | Relative Quantitative | 2.7 | 5 | 11 | 0 | 0 | 0 | 14 | 14
PC.ae.C36.2 | Phosphatidylcholine ae C36:2 | PC ae C36:2 | PC O-36:2 | Phosphatidylcholines | Glycerophospholipids | FIA | Pos |  |  | Relative Quantitative | 3.4 | 6.5 | 15 | 0 | 0 | 0 | 14 | 14
PC.ae.C36.3 | Phosphatidylcholine ae C36:3 | PC ae C36:3 | PC O-36:3 | Phosphatidylcholines | Glycerophospholipids | FIA | Pos |  |  | Relative Quantitative | 2.2 | 4.3 | 10 | 0 | 0 | 0 | 14 | 14
PC.ae.C36.4 | Phosphatidylcholine ae C36:4 | PC ae C36:4 | PC O-36:4 | Phosphatidylcholines | Glycerophospholipids | FIA | Pos |  |  | Relative Quantitative | 5.7 | 11 | 26 | 0 | 0 | 0 | 14 | 14
PC.ae.C36.5 | Phosphatidylcholine ae C36:5 | PC ae C36:5 | PC O-36:5 | Phosphatidylcholines | Glycerophospholipids | FIA | Pos |  |  | Relative Quantitative | 3.8 | 7.5 | 17 | 0 | 0 | 0 | 14 | 14
PC.ae.C38.0 | Phosphatidylcholine ae C38:0 | PC ae C38:0 | PC O-38:0 | Phosphatidylcholines | Glycerophospholipids | FIA | Pos |  |  | Relative Quantitative | 0.41 | 0.74 | 1.6 | 0 | 0 | 0 | 14 | 14
PC.ae.C38.1 | Phosphatidylcholine ae C38:1 | PC ae C38:1 | PC O-38:1 | Phosphatidylcholines | Glycerophospholipids | FIA | Pos |  |  | Relative Quantitative | 0.73 | 1.4 | 3.1 | 6.1508 | 0 | 11.9048 | 14 | 14
PC.ae.C38.2 | Phosphatidylcholine ae C38:2 | PC ae C38:2 | PC O-38:2 | Phosphatidylcholines | Glycerophospholipids | FIA | Pos |  |  | Relative Quantitative | 1.1 | 2 | 4.6 | 0 | 0 | 0 | 14 | 14
PC.ae.C38.3 | Phosphatidylcholine ae C38:3 | PC ae C38:3 | PC O-38:3 | Phosphatidylcholines | Glycerophospholipids | FIA | Pos |  |  | Relative Quantitative | 2.4 | 4.5 | 10 | 0 | 0 | 0 | 14 | 14
PC.ae.C38.4 | Phosphatidylcholine ae C38:4 | PC ae C38:4 | PC O-38:4 | Phosphatidylcholines | Glycerophospholipids | FIA | Pos |  |  | Relative Quantitative | 3.6 | 7 | 16 | 0 | 0 | 0 | 14 | 14
PC.ae.C38.5 | Phosphatidylcholine ae C38:5 | PC ae C38:5 | PC O-38:5 | Phosphatidylcholines | Glycerophospholipids | FIA | Pos |  |  | Relative Quantitative | 5.2 | 10 | 24 | 0 | 0 | 0 | 14 | 14
PC.ae.C38.6 | Phosphatidylcholine ae C38:6 | PC ae C38:6 | PC O-38:6 | Phosphatidylcholines | Glycerophospholipids | FIA | Pos |  |  | Relative Quantitative | 1.8 | 3.4 | 8.1 | 0 | 0 | 0 | 14 | 14
PC.ae.C40.1 | Phosphatidylcholine ae C40:1 | PC ae C40:1 | PC O-40:1 | Phosphatidylcholines | Glycerophospholipids | FIA | Pos |  |  | Relative Quantitative | 0.32 | 0.61 | 1.3 | 0 | 0 | 0 | 14 | 14
PC.ae.C40.2 | Phosphatidylcholine ae C40:2 | PC ae C40:2 | PC O-40:2 | Phosphatidylcholines | Glycerophospholipids | FIA | Pos |  |  | Relative Quantitative | 0.64 | 1.2 | 2.6 | 0 | 0 | 0 | 14 | 14
PC.ae.C40.3 | Phosphatidylcholine ae C40:3 | PC ae C40:3 | PC O-40:3 | Phosphatidylcholines | Glycerophospholipids | FIA | Pos |  |  | Relative Quantitative | 1.3 | 2.4 | 5.4 | 0 | 0 | 0 | 14 | 14
PC.ae.C40.4 | Phosphatidylcholine ae C40:4 | PC ae C40:4 | PC O-40:4 | Phosphatidylcholines | Glycerophospholipids | FIA | Pos |  |  | Relative Quantitative | 1.1 | 2.2 | 4.9 | 0 | 0 | 0 | 14 | 14
PC.ae.C40.5 | Phosphatidylcholine ae C40:5 | PC ae C40:5 | PC O-40:5 | Phosphatidylcholines | Glycerophospholipids | FIA | Pos |  |  | Relative Quantitative | 1.6 | 3 | 6.9 | 0 | 0 | 0 | 14 | 14
PC.ae.C40.6 | Phosphatidylcholine ae C40:6 | PC ae C40:6 | PC O-40:6 | Phosphatidylcholines | Glycerophospholipids | FIA | Pos |  |  | Relative Quantitative | 0.92 | 1.8 | 4.1 | 0 | 0 | 0 | 14 | 14
PC.ae.C42.0 | Phosphatidylcholine ae C42:0 | PC ae C42:0 | PC O-42:0 | Phosphatidylcholines | Glycerophospholipids | FIA | Pos |  |  | Not Validated | 0.37 | 0.43 | 0.57 | 59.7222 | 100 | 100 | 13 | 0
PC.ae.C42.1 | Phosphatidylcholine ae C42:1 | PC ae C42:1 | PC O-42:1 | Phosphatidylcholines | Glycerophospholipids | FIA | Pos |  |  | Relative Quantitative | 0.16 | 0.27 | 0.57 | 0 | 0 | 0 | 14 | 14
PC.ae.C42.2 | Phosphatidylcholine ae C42:2 | PC ae C42:2 | PC O-42:2 | Phosphatidylcholines | Glycerophospholipids | FIA | Pos |  |  | Relative Quantitative | 0.14 | 0.27 | 0.59 | 0 | 0 | 0 | 14 | 14
PC.ae.C42.3 | Phosphatidylcholine ae C42:3 | PC ae C42:3 | PC O-42:3 | Phosphatidylcholines | Glycerophospholipids | FIA | Pos |  |  | Relative Quantitative | 0.26 | 0.48 | 1 | 0 | 0 | 0 | 14 | 14
PC.ae.C42.4 | Phosphatidylcholine ae C42:4 | PC ae C42:4 | PC O-42:4 | Phosphatidylcholines | Glycerophospholipids | FIA | Pos |  |  | Relative Quantitative | 0.36 | 0.71 | 1.6 | 0 | 0 | 0 | 14 | 14
PC.ae.C42.5 | Phosphatidylcholine ae C42:5 | PC ae C42:5 | PC O-42:5 | Phosphatidylcholines | Glycerophospholipids | FIA | Pos |  |  | Relative Quantitative | 0.94 | 1.6 | 3.4 | 0 | 0 | 0 | 14 | 14
PC.ae.C44.3 | Phosphatidylcholine ae C44:3 | PC ae C44:3 | PC O-44:3 | Phosphatidylcholines | Glycerophospholipids | FIA | Pos |  |  | Relative Quantitative | 0.07 | 0.11 | 0.21 | 7.1429 | 7.1429 | 7.1429 | 13 | 13
PC.ae.C44.4 | Phosphatidylcholine ae C44:4 | PC ae C44:4 | PC O-44:4 | Phosphatidylcholines | Glycerophospholipids | FIA | Pos |  |  | Relative Quantitative | 0.12 | 0.2 | 0.41 | 0 | 0 | 0 | 14 | 14
PC.ae.C44.5 | Phosphatidylcholine ae C44:5 | PC ae C44:5 | PC O-44:5 | Phosphatidylcholines | Glycerophospholipids | FIA | Pos |  |  | Relative Quantitative | 0.39 | 0.73 | 1.7 | 0.59524 | 0 | 0 | 14 | 14
PC.ae.C44.6 | Phosphatidylcholine ae C44:6 | PC ae C44:6 | PC O-44:6 | Phosphatidylcholines | Glycerophospholipids | FIA | Pos |  |  | Relative Quantitative | 0.38 | 0.72 | 1.7 | 2.5794 | 0 | 0 | 14 | 14
Hex2Cer.d18.1.14.0. | Dihexosylceramide (d18:1/14:0) | Hex2Cer(d18:1/14:0) | Hex2Cer d18:1/14:0 | Dihexosylceramides | Ceramides | FIA | Pos |  |  | Relative Quantitative | 0.051 | 0.16 | 0.36 | 10.7143 | 14.2857 | 11.9048 | 14 | 13
Hex2Cer.d18.1.16.0. | Dihexosylceramide (d18:1/16:0) | Hex2Cer(d18:1/16:0) | Hex2Cer d18:1/16:0 | Dihexosylceramides | Ceramides | FIA | Pos |  |  | Relative Quantitative | 1.2 | 2.2 | 5.1 | 0.59524 | 0 | 0 | 14 | 14
Hex2Cer.d18.1.18.0. | Dihexosylceramide (d18:1/18:0) | Hex2Cer(d18:1/18:0) | Hex2Cer d18:1/18:0 | Dihexosylceramides | Ceramides | FIA | Pos |  |  | Relative Quantitative | 0.091 | 0.17 | 0.39 | 0 | 0 | 0 | 14 | 14
Hex2Cer.d18.1.20.0. | Dihexosylceramide (d18:1/20:0) | Hex2Cer(d18:1/20:0) | Hex2Cer d18:1/20:0 | Dihexosylceramides | Ceramides | FIA | Pos |  |  | Relative Quantitative | 0.034 | 0.077 | 0.18 | 1.1905 | 5.3571 | 0 | 14 | 14
Hex2Cer.d18.1.22.0. | Dihexosylceramide (d18:1/22:0) | Hex2Cer(d18:1/22:0) | Hex2Cer d18:1/22:0 | Dihexosylceramides | Ceramides | FIA | Pos |  |  | Relative Quantitative | 0.088 | 0.16 | 0.35 | 0.79365 | 0 | 0 | 14 | 14
Hex2Cer.d18.1.24.0. | Dihexosylceramide (d18:1/24:0) | Hex2Cer(d18:1/24:0) | Hex2Cer d18:1/24:0 | Dihexosylceramides | Ceramides | FIA | Pos |  |  | Relative Quantitative | 0.079 | 0.15 | 0.34 | 0.59524 | 0 | 0 | 14 | 14
Hex2Cer.d18.1.24.1. | Dihexosylceramide (d18:1/24:1) | Hex2Cer(d18:1/24:1) | Hex2Cer d18:1/24:1 | Dihexosylceramides | Ceramides | FIA | Pos |  |  | Relative Quantitative | 0.16 | 0.3 | 0.66 | 1.1905 | 0 | 0 | 14 | 14
Hex2Cer.d18.1.26.0. | Dihexosylceramide (d18:1/26:0) | Hex2Cer(d18:1/26:0) | Hex2Cer d18:1/26:0 | Dihexosylceramides | Ceramides | FIA | Pos |  |  | Not Validated | 1e-06 | 1e-06 | 0.001 | 47.619 | 57.1429 | 61.9048 | 14 | 9
Hex2Cer.d18.1.26.1. | Dihexosylceramide (d18:1/26:1) | Hex2Cer(d18:1/26:1) | Hex2Cer d18:1/26:1 | Dihexosylceramides | Ceramides | FIA | Pos |  |  | Not Validated | 1e-06 | 1e-06 | 1e-06 | 21.8254 | 33.9286 | 19.0476 | 14 | 12
Hex3Cer.d18.1.16.0. | Trihexosylceramide (d18:1/16:0) | Hex3Cer(d18:1/16:0) | Hex3Cer d18:1/16:0 | Trihexosylceramides | Ceramides | FIA | Pos |  |  | Relative Quantitative | 0.58 | 1.1 | 2.3 | 0.59524 | 0 | 0 | 14 | 14
Hex3Cer.d18.1.18.0. | Trihexosylceramide (d18:1/18:0) | Hex3Cer(d18:1/18:0) | Hex3Cer d18:1/18:0 | Trihexosylceramides | Ceramides | FIA | Pos |  |  | Relative Quantitative | 0.023 | 0.11 | 0.3 | 8.1349 | 0 | 0 | 14 | 14
Hex3Cer.d18.1.20.0. | Trihexosylceramide (d18:1/20:0) | Hex3Cer(d18:1/20:0) | Hex3Cer d18:1/20:0 | Trihexosylceramides | Ceramides | FIA | Pos |  |  | Not Validated | 0.026 | 0.009 | 0.13 | 20.0397 | 16.0714 | 21.4286 | 14 | 13
Hex3Cer.d18.1.22.0. | Trihexosylceramide (d18:1/22:0) | Hex3Cer(d18:1/22:0) | Hex3Cer d18:1/22:0 | Trihexosylceramides | Ceramides | FIA | Pos |  |  | Relative Quantitative | 0.071 | 0.11 | 0.34 | 9.7222 | 5.3571 | 4.7619 | 14 | 14
Hex3Cer.d18.1.24.1. | Trihexosylceramide (d18:1/24:1) | Hex3Cer(d18:1/24:1) | Hex3Cer d18:1/24:1 | Trihexosylceramides | Ceramides | FIA | Pos |  |  | Relative Quantitative | 0.22 | 0.41 | 0.86 | 2.5794 | 0 | 0 | 14 | 14
Hex3Cer.d18.1.26.1. | Trihexosylceramide (d18:1/26:1) | Hex3Cer(d18:1/26:1) | Hex3Cer d18:1/26:1 | Trihexosylceramides | Ceramides | FIA | Pos |  |  | Not Validated | 1e-06 | 0.032 | 0.09 | 31.746 | 48.2143 | 35.7143 | 13 | 12
HexCer.d16.1.20.0. | Hexosylceramide d16:1/20:0 (Waters) | HexCer(d16:1/20:0) (Waters) | Hex-Cer d16:1/20:0 (Waters | Hexosylceramides | Ceramides | FIA | Pos | [6 empty] | 86.9048 | 85.7143 | 85.7143 | 3 | 2
HexCer.d16.1.22.0. | Hexosylceramide d16:1/22:0 | HexCer(d16:1/22:0) | Hex-Cer d16:1/22:0 | Hexosylceramides | Ceramides | FIA | Pos |  |  | Relative Quantitative | 1e-06 | 0.023 | 0.07 | 11.5079 | 3.5714 | 0 | 14 | 14
HexCer.d16.1.24.0. | Hexosylceramide d16:1/24:0 | HexCer(d16:1/24:0) | Hex-Cer d16:1/24:0 | Hexosylceramides | Ceramides | FIA | Pos |  |  | Relative Quantitative | 1e-06 | 0.019 | 0.16 | 8.3333 | 8.9286 | 0 | 14 | 13
HexCer.d18.1.14.0. | Hexosylceramide d18:1/14:0 | HexCer(d18:1/14:0) | Hex-Cer d18:1/14:0 | Hexosylceramides | Ceramides | FIA | Pos |  |  | Not Validated | 1e-06 | 1e-06 | 0.13 | 28.1746 | 41.0714 | 33.3333 | 13 | 12
HexCer.d18.1.16.0. | Hexosylceramide d18:1/16:0 | HexCer(d18:1/16:0) | Hex-Cer d18:1/16:0 | Hexosylceramides | Ceramides | FIA | Pos |  |  | Relative Quantitative | 0.47 | 0.87 | 1.9 | 0 | 0 | 0 | 14 | 14
HexCer.d18.1.18.0. | Hexosylceramide d18:1/18:0 | HexCer(d18:1/18:0) | Hex-Cer d18:1/18:0 | Hexosylceramides | Ceramides | FIA | Pos |  |  | Relative Quantitative | 0.092 | 0.15 | 0.3 | 0.79365 | 0 | 0 | 14 | 14
HexCer.d18.1.18.1. | Hexosylceramide d18:1/18:1 | HexCer(d18:1/18:1) | Hex-Cer d18:1/18:1 | Hexosylceramides | Ceramides | FIA | Pos |  |  | Relative Quantitative | 0.022 | 0.067 | 0.15 | 32.1429 | 41.0714 | 30.9524 | 13 | 10
HexCer.d18.1.20.0. | Hexosylceramide d18:1/20:0 | HexCer(d18:1/20:0) | Hex-Cer d18:1/20:0 | Hexosylceramides | Ceramides | FIA | Pos |  |  | Relative Quantitative | 0.11 | 0.22 | 0.46 | 1.3889 | 1.7857 | 0 | 14 | 14
HexCer.d18.1.22.0. | Hexosylceramide d18:1/22:0 | HexCer(d18:1/22:0) | Hex-Cer d18:1/22:0 | Hexosylceramides | Ceramides | FIA | Pos |  |  | Relative Quantitative | 1.2 | 2.3 | 5.1 | 0 | 0 | 0 | 14 | 14
HexCer.d18.1.23.0. | Hexosylceramide d18:1/23:0 | HexCer(d18:1/23:0) | Hex-Cer d18:1/23:0 | Hexosylceramides | Ceramides | FIA | Pos |  |  | Relative Quantitative | 0.53 | 1 | 2.2 | 0 | 0 | 0 | 14 | 14
HexCer.d18.1.24.0. | Hexosylceramide d18:1/24:0 | HexCer(d18:1/24:0) | Hex-Cer d18:1/24:0 | Hexosylceramides | Ceramides | FIA | Pos |  |  | Relative Quantitative | 0.66 | 1.3 | 2.8 | 0 | 0 | 0 | 14 | 14
HexCer.d18.1.24.1. | Hexosylceramide d18:1/24:1 | HexCer(d18:1/24:1) | Hex-Cer d18:1/24:1 | Hexosylceramides | Ceramides | FIA | Pos |  |  | Relative Quantitative | 1.5 | 2.9 | 6.3 | 0 | 0 | 0 | 14 | 14
HexCer.d18.1.26.0. | Hexosylceramide d18:1/26:0 | HexCer(d18:1/26:0) | Hex-Cer d18:1/26:0 | Hexosylceramides | Ceramides | FIA | Pos |  |  | Relative Quantitative | 0.007 | 0.058 | 0.28 | 25 | 33.9286 | 30.9524 | 14 | 11
HexCer.d18.1.26.1. | Hexosylceramide d18:1/26:1 | HexCer(d18:1/26:1) | Hex-Cer d18:1/26:1 | Hexosylceramides | Ceramides | FIA | Pos |  |  | Relative Quantitative | 0.036 | 0.068 | 0.3 | 9.9206 | 25 | 19.0476 | 14 | 14
HexCer.d18.2.16.0. | Hexosylceramide d18:2/16:0 | HexCer(d18:2/16:0) | Hex-Cer d18:2/16:0 | Hexosylceramides | Ceramides | FIA | Pos |  |  | Not Validated | 0.022 | 0.01 | 0.066 | 10.7143 | 10.7143 | 4.7619 | 14 | 13
HexCer.d18.2.18.0. | Hexosylceramide d18:2/18:0 | HexCer(d18:2/18:0) | Hex-Cer d18:2/18:0 | Hexosylceramides | Ceramides | FIA | Pos |  |  | Not Validated | 1e-06 | 0.023 | 0.043 | 34.9206 | 32.1429 | 33.3333 | 14 | 11
HexCer.d18.2.20.0. | Hexosylceramide d18:2/20:0 | HexCer(d18:2/20:0) | Hex-Cer d18:2/20:0 | Hexosylceramides | Ceramides | FIA | Pos |  |  | Not Validated | 1e-06 | 0.013 | 0.056 | 34.3254 | 44.6429 | 35.7143 | 14 | 10
HexCer.d18.2.22.0. | Hexosylceramide d18:2/22:0 | HexCer(d18:2/22:0) | Hex-Cer d18:2/22:0 | Hexosylceramides | Ceramides | FIA | Pos |  |  | Relative Quantitative | 0.25 | 0.43 | 0.89 | 1.5873 | 0 | 0 | 14 | 14
HexCer.d18.2.23.0. | Hexosylceramide d18:2/23:0 | HexCer(d18:2/23:0) | Hex-Cer d18:2/23:0 | Hexosylceramides | Ceramides | FIA | Pos |  |  | Relative Quantitative | 1e-06 | 0.22 | 0.27 | 3.7698 | 1.7857 | 2.381 | 14 | 14
HexCer.d18.2.24.0. | Hexosylceramide d18:2/24:0 | HexCer(d18:2/24:0) | Hex-Cer d18:2/24:0 | Hexosylceramides | Ceramides | FIA | Pos |  |  | Relative Quantitative | 0.35 | 0.58 | 1.2 | 0.99206 | 0 | 0 | 14 | 14
SM..OH..C14.1 | Hydroxysphingomyelin C14:1 | SM (OH) C14:1 | SM 33:1 | Sphingolipids | Sphingolipids | FIA | Pos |  |  | Relative Quantitative | 1.3 | 2.6 | 6.1 | 0 | 0 | 0 | 14 | 14
SM..OH..C16.1 | Hydroxysphingomyelin C16:1 | SM (OH) C16:1 | SM 35:1 | Sphingolipids | Sphingolipids | FIA | Pos |  |  | Relative Quantitative | 0.77 | 1.5 | 3.6 | 0 | 0 | 0 | 14 | 14
SM..OH..C22.1 | Hydroxysphingomyelin C22:1 | SM (OH) C22:1 | SM 41:1 | Sphingolipids | Sphingolipids | FIA | Pos |  |  | Relative Quantitative | 2.7 | 5.5 | 13 | 0 | 0 | 0 | 14 | 14
SM..OH..C22.2 | Hydroxysphingomyelin C22:2 | SM (OH) C22:2 | SM 41:2 | Sphingolipids | Sphingolipids | FIA | Pos |  |  | Relative Quantitative | 1.9 | 4 | 9.5 | 0 | 0 | 0 | 14 | 14
SM..OH..C24.1 | Hydroxysphingomyelin C24:1 | SM (OH) C24:1 | SM 43:1 | Sphingolipids | Sphingolipids | FIA | Pos |  |  | Relative Quantitative | 0.25 | 0.49 | 1.2 | 0 | 0 | 0 | 14 | 14
SM.C16.0 | Sphingomyelin C16:0 | SM C16:0 | SM 34:1 | Sphingolipids | Sphingolipids | FIA | Pos |  |  | Relative Quantitative | 32 | 64 | 147 | 0 | 0 | 0 | 14 | 14
SM.C16.1 | Sphingomyelin C16:1 | SM C16:1 | SM 34:2 | Sphingolipids | Sphingolipids | FIA | Pos |  |  | Relative Quantitative | 4.4 | 8.8 | 21 | 0 | 0 | 0 | 14 | 14
SM.C18.0 | Sphingomyelin C18:0 | SM C18:0 | SM 36:1 | Sphingolipids | Sphingolipids | FIA | Pos |  |  | Relative Quantitative | 5.8 | 12 | 28 | 0 | 0 | 0 | 14 | 14
SM.C18.1 | Sphingomyelin C18:1 | SM C18:1 | SM 36:2 | Sphingolipids | Sphingolipids | FIA | Pos |  |  | Relative Quantitative | 2.9 | 5.7 | 14 | 0 | 0 | 0 | 14 | 14
SM.C20.2 | Sphingomyelin C20:2 | SM C20:2 | SM 38:3 | Sphingolipids | Sphingolipids | FIA | Pos |  |  | Relative Quantitative | 0.1 | 0.21 | 0.53 | 0 | 0 | 0 | 14 | 14
SM.C22.3 | Sphingomyelin C22:3 (Sciex) | SM C22:3 (Sciex) | SM 40:4 (Sciex) | Sphingolipids | Sphingolipids | FIA | Pos |  |  | Relative Quantitative | 0.04 | 0.056 | 0.27 | 68.6508 | 32.1429 | 54.7619 | 11 | 11
SM.C24.0 | Sphingomyelin C24:0 | SM C24:0 | SM 42:1 | Sphingolipids | Sphingolipids | FIA | Pos |  |  | Relative Quantitative | 4.9 | 10 | 24 | 0 | 0 | 0 | 14 | 14
SM.C24.1 | Sphingomyelin C24:1 | SM C24:1 | SM 42:2 | Sphingolipids | Sphingolipids | FIA | Pos |  |  | Relative Quantitative | 11 | 22 | 51 | 0 | 0 | 0 | 14 | 14
SM.C26.0 | Sphingomyelin C26:0 | SM C26:0 | SM 44:1 | Sphingolipids | Sphingolipids | FIA | Pos |  |  | Relative Quantitative | 0.039 | 0.07 | 0.17 | 1.3889 | 0 | 0 | 14 | 14
SM.C26.1 | Sphingomyelin C26:1 | SM C26:1 | SM 44:2 | Sphingolipids | Sphingolipids | FIA | Pos |  |  | Relative Quantitative | 0.066 | 0.14 | 0.32 | 0.59524 | 0 | 0 | 14 | 14
H1 | Hexoses (including glucose) | H1 | Hexose | Sugars | Others | FIA | Pos |  |  | Quantitative | 2616 | 4930 | 11274 | 0 | 0 | 0 | 14 | 14
TG.14.0_32.2. | Triacylglyceride (14:0_32:2) | TG(14:0_32:2) | TG 14:0_32:2 | Triacylglycerols | Triacylglycerols | FIA | Pos |  |  | Relative Quantitative | 0.44 | 0.93 | 2.4 | 17.6587 | 5.3571 | 0 | 14 | 14
TG.14.0_34.0. | Triacylglyceride (14:0_34:0) | TG(14:0_34:0) | TG 14:0_34:0 | Triacylglycerols | Triacylglycerols | FIA | Pos |  |  | Relative Quantitative | 0.75 | 1.5 | 3.8 | 14.2857 | 1.7857 | 0 | 14 | 14
TG.14.0_34.1. | Triacylglyceride (14:0_34:1) | TG(14:0_34:1) | TG 14:0_34:1 | Triacylglycerols | Triacylglycerols | FIA | Pos |  |  | Relative Quantitative | 3.7 | 8.9 | 23 | 1.7857 | 0 | 0 | 14 | 14
TG.14.0_34.2. | Triacylglyceride (14:0_34:2) | TG(14:0_34:2) | TG 14:0_34:2 | Triacylglycerols | Triacylglycerols | FIA | Pos |  |  | Relative Quantitative | 2.6 | 6.4 | 17 | 0 | 0 | 0 | 14 | 14
TG.14.0_34.3. | Triacylglyceride (14:0_34:3) | TG(14:0_34:3) | TG 14:0_34:3 | Triacylglycerols | Triacylglycerols | FIA | Pos |  |  | Relative Quantitative | 0.59 | 1.3 | 3.5 | 0.79365 | 0 | 0 | 14 | 14
TG.14.0_35.1. | Triacylglyceride (14:0_35:1) | TG(14:0_35:1) | TG 14:0_35:1 | Triacylglycerols | Triacylglycerols | FIA | Pos |  |  | Relative Quantitative | 0.16 | 0.32 | 0.69 | 28.7698 | 14.2857 | 9.5238 | 14 | 14
TG.14.0_35.2. | Triacylglyceride (14:0_35:2) | TG(14:0_35:2) | TG 14:0_35:2 | Triacylglycerols | Triacylglycerols | FIA | Pos |  |  | Relative Quantitative | 0.17 | 0.33 | 0.77 | 24.4048 | 7.1429 | 0 | 14 | 14
TG.14.0_36.1. | Triacylglyceride (14:0_36:1) | TG(14:0_36:1) | TG 14:0_36:1 | Triacylglycerols | Triacylglycerols | FIA | Pos |  |  | Relative Quantitative | 0.77 | 1.9 | 4.8 | 1.5873 | 0 | 0 | 14 | 14
TG.14.0_36.2. | Triacylglyceride (14:0_36:2) | TG(14:0_36:2) | TG 14:0_36:2 | Triacylglycerols | Triacylglycerols | FIA | Pos |  |  | Relative Quantitative | 3.3 | 8.2 | 21 | 0 | 0 | 0 | 14 | 14
TG.14.0_36.3. | Triacylglyceride (14:0_36:3) | TG(14:0_36:3) | TG 14:0_36:3 | Triacylglycerols | Triacylglycerols | FIA | Pos |  |  | Relative Quantitative | 3.5 | 8.4 | 22 | 0 | 0 | 0 | 14 | 14
TG.14.0_36.4. | Triacylglyceride (14:0_36:4) | TG(14:0_36:4) | TG 14:0_36:4 | Triacylglycerols | Triacylglycerols | FIA | Pos |  |  | Relative Quantitative | 1.5 | 3.4 | 9.1 | 0 | 0 | 0 | 14 | 14
TG.14.0_38.4. | Triacylglyceride (14:0_38:4) | TG(14:0_38:4) | TG 14:0_38:4 | Triacylglycerols | Triacylglycerols | FIA | Pos |  |  | Relative Quantitative | 0.13 | 0.32 | 0.78 | 5.5556 | 3.5714 | 0 | 14 | 14
TG.14.0_38.5. | Triacylglyceride (14:0_38:5) | TG(14:0_38:5) | TG 14:0_38:5 | Triacylglycerols | Triacylglycerols | FIA | Pos |  |  | Relative Quantitative | 0.17 | 0.33 | 0.75 | 4.5635 | 1.7857 | 0 | 14 | 14
TG.14.0_39.3. | Triacylglyceride (14:0_39:3) (Sciex) | TG(14:0_39:3) (Sciex) | TG 14:0_39:3 (Sciex) | Triacylglycerols | Triacylglycerols | FIA | Pos |  |  | Not Validated | 1e-06 | 1e-06 | 0.03 | 81.9444 | 83.9286 | 80.9524 | 8 | 4
TG.14.0_40.5. | Triacylglyceride (14:0_40:5) (Waters) | TG(14:0_40:5) (Waters) | TG 14:0_40:5 (Waters) | Triacylglycerols | Triacylglycerols | FIA | Pos | [6 empty] | 82.7381 | 83.9286 | 78.5714 | 3 | 3
TG.16.0_28.1. | Triacylglyceride (16:0_28:1) | TG(16:0_28:1) | TG 16:0_28:1 | Triacylglycerols | Triacylglycerols | FIA | Pos |  |  | Relative Quantitative | 0.47 | 0.96 | 2.4 | 20.8333 | 1.7857 | 0 | 14 | 14
TG.16.0_28.2. | Triacylglyceride (16:0_28:2) | TG(16:0_28:2) | TG 16:0_28:2 | Triacylglycerols | Triacylglycerols | FIA | Pos |  |  | Relative Quantitative | 0.27 | 0.53 | 1.3 | 24.2063 | 7.1429 | 7.1429 | 14 | 13
TG.16.0_30.2. | Triacylglyceride (16:0_30:2) | TG(16:0_30:2) | TG 16:0_30:2 | Triacylglycerols | Triacylglycerols | FIA | Pos |  |  | Relative Quantitative | 0.72 | 1.5 | 3.9 | 5.754 | 0 | 0 | 14 | 14
TG.16.0_32.0. | Triacylglyceride (16:0_32:0) | TG(16:0_32:0) | TG 16:0_32:0 | Triacylglycerols | Triacylglycerols | FIA | Pos |  |  | Relative Quantitative | 6.1 | 14 | 38 | 3.9683 | 0 | 0 | 14 | 14
TG.16.0_32.1. | Triacylglyceride (16:0_32:1) | TG(16:0_32:1) | TG 16:0_32:1 | Triacylglycerols | Triacylglycerols | FIA | Pos |  |  | Relative Quantitative | 8.1 | 19 | 50 | 1.7857 | 0 | 0 | 14 | 14
TG.16.0_32.2. | Triacylglyceride (16:0_32:2) | TG(16:0_32:2) | TG 16:0_32:2 | Triacylglycerols | Triacylglycerols | FIA | Pos |  |  | Relative Quantitative | 3.7 | 8.8 | 23 | 0 | 0 | 0 | 14 | 14
TG.16.0_32.3. | Triacylglyceride (16:0_32:3) | TG(16:0_32:3) | TG 16:0_32:3 | Triacylglycerols | Triacylglycerols | FIA | Pos |  |  | Relative Quantitative | 0.59 | 1.3 | 3.5 | 0.19841 | 0 | 0 | 14 | 14
TG.16.0_33.1. | Triacylglyceride (16:0_33:1) | TG(16:0_33:1) | TG 16:0_33:1 | Triacylglycerols | Triacylglycerols | FIA | Pos |  |  | Relative Quantitative | 1 | 2.2 | 5.7 | 3.5714 | 3.5714 | 0 | 14 | 14
TG.16.0_33.2. | Triacylglyceride (16:0_33:2) | TG(16:0_33:2) | TG 16:0_33:2 | Triacylglycerols | Triacylglycerols | FIA | Pos |  |  | Relative Quantitative | 0.56 | 1.2 | 3 | 1.9841 | 3.5714 | 0 | 14 | 14
TG.16.0_34.0. | Triacylglyceride (16:0_34:0) | TG(16:0_34:0) | TG 16:0_34:0 | Triacylglycerols | Triacylglycerols | FIA | Pos |  |  | Relative Quantitative | 4.8 | 11 | 30 | 0.19841 | 0 | 0 | 14 | 14
TG.16.0_34.1. | Triacylglyceride (16:0_34:1) | TG(16:0_34:1) | TG 16:0_34:1 | Triacylglycerols | Triacylglycerols | FIA | Pos |  |  | Relative Quantitative | 32 | 75 | 202 | 0 | 0 | 0 | 14 | 14
TG.16.0_34.2. | Triacylglyceride (16:0_34:2) | TG(16:0_34:2) | TG 16:0_34:2 | Triacylglycerols | Triacylglycerols | FIA | Pos |  |  | Relative Quantitative | 28 | 66 | 176 | 0 | 0 | 0 | 14 | 14
TG.16.0_34.3. | Triacylglyceride (16:0_34:3) | TG(16:0_34:3) | TG 16:0_34:3 | Triacylglycerols | Triacylglycerols | FIA | Pos |  |  | Relative Quantitative | 7.1 | 17 | 42 | 0 | 0 | 0 | 14 | 14
TG.16.0_34.4. | Triacylglyceride (16:0_34:4) | TG(16:0_34:4) | TG 16:0_34:4 | Triacylglycerols | Triacylglycerols | FIA | Pos |  |  | Relative Quantitative | 0.68 | 1.5 | 4 | 0 | 0 | 0 | 14 | 14
TG.16.0_35.1. | Triacylglyceride (16:0_35:1) | TG(16:0_35:1) | TG 16:0_35:1 | Triacylglycerols | Triacylglycerols | FIA | Pos |  |  | Relative Quantitative | 0.85 | 2 | 5.3 | 0.39683 | 0 | 0 | 14 | 14
TG.16.0_35.2. | Triacylglyceride (16:0_35:2) | TG(16:0_35:2) | TG 16:0_35:2 | Triacylglycerols | Triacylglycerols | FIA | Pos |  |  | Relative Quantitative | 1.2 | 3 | 7.8 | 0 | 0 | 0 | 14 | 14
TG.16.0_35.3. | Triacylglyceride (16:0_35:3) | TG(16:0_35:3) | TG 16:0_35:3 | Triacylglycerols | Triacylglycerols | FIA | Pos |  |  | Relative Quantitative | 0.57 | 1.3 | 3.3 | 0 | 0 | 0 | 14 | 14
TG.16.0_36.2. | Triacylglyceride (16:0_36:2) | TG(16:0_36:2) | TG 16:0_36:2 | Triacylglycerols | Triacylglycerols | FIA | Pos |  |  | Relative Quantitative | 48 | 112 | 301 | 0 | 0 | 0 | 14 | 14
TG.16.0_36.3. | Triacylglyceride (16:0_36:3) | TG(16:0_36:3) | TG 16:0_36:3 | Triacylglycerols | Triacylglycerols | FIA | Pos |  |  | Relative Quantitative | 55 | 130 | 336 | 0 | 0 | 0 | 14 | 14
TG.16.0_36.4. | Triacylglyceride (16:0_36:4) | TG(16:0_36:4) | TG 16:0_36:4 | Triacylglycerols | Triacylglycerols | FIA | Pos |  |  | Relative Quantitative | 22 | 53 | 139 | 0 | 0 | 0 | 14 | 14
TG.16.0_36.5. | Triacylglyceride (16:0_36:5) | TG(16:0_36:5) | TG 16:0_36:5 | Triacylglycerols | Triacylglycerols | FIA | Pos |  |  | Relative Quantitative | 2.5 | 5.8 | 15 | 0 | 0 | 0 | 14 | 14
TG.16.0_36.6. | Triacylglyceride (16:0_36:6) | TG(16:0_36:6) | TG 16:0_36:6 | Triacylglycerols | Triacylglycerols | FIA | Pos |  |  | Relative Quantitative | 0.26 | 0.48 | 1.1 | 1.9841 | 3.5714 | 0 | 14 | 14
TG.16.0_37.3. | Triacylglyceride (16:0_37:3) | TG(16:0_37:3) | TG 16:0_37:3 | Triacylglycerols | Triacylglycerols | FIA | Pos |  |  | Relative Quantitative | 0.45 | 1 | 2.5 | 0.99206 | 0 | 0 | 14 | 14
TG.16.0_38.1. | Triacylglyceride (16:0_38:1) | TG(16:0_38:1) | TG 16:0_38:1 | Triacylglycerols | Triacylglycerols | FIA | Pos |  |  | Relative Quantitative | 0.29 | 0.61 | 1.5 | 0.59524 | 0 | 0 | 14 | 14
TG.16.0_38.2. | Triacylglyceride (16:0_38:2) | TG(16:0_38:2) | TG 16:0_38:2 | Triacylglycerols | Triacylglycerols | FIA | Pos |  |  | Relative Quantitative | 0.97 | 2.1 | 5.2 | 0 | 0 | 0 | 14 | 14
TG.16.0_38.3. | Triacylglyceride (16:0_38:3) | TG(16:0_38:3) | TG 16:0_38:3 | Triacylglycerols | Triacylglycerols | FIA | Pos |  |  | Relative Quantitative | 1.3 | 3 | 7.7 | 0 | 0 | 0 | 14 | 14
TG.16.0_38.4. | Triacylglyceride (16:0_38:4) | TG(16:0_38:4) | TG 16:0_38:4 | Triacylglycerols | Triacylglycerols | FIA | Pos |  |  | Relative Quantitative | 1.4 | 3.2 | 8.7 | 0 | 0 | 0 | 14 | 14
TG.16.0_38.5. | Triacylglyceride (16:0_38:5) | TG(16:0_38:5) | TG 16:0_38:5 | Triacylglycerols | Triacylglycerols | FIA | Pos |  |  | Relative Quantitative | 1.4 | 3.3 | 9.1 | 0 | 0 | 0 | 14 | 14
TG.16.0_38.6. | Triacylglyceride (16:0_38:6) | TG(16:0_38:6) | TG 16:0_38:6 | Triacylglycerols | Triacylglycerols | FIA | Pos |  |  | Relative Quantitative | 0.87 | 1.8 | 5.1 | 0 | 0 | 0 | 14 | 14
TG.16.0_38.7. | Triacylglyceride (16:0_38:7) | TG(16:0_38:7) | TG 16:0_38:7 | Triacylglycerols | Triacylglycerols | FIA | Pos |  |  | Relative Quantitative | 0.21 | 0.41 | 0.95 | 1.1905 | 7.1429 | 0 | 14 | 13
TG.16.0_40.6. | Triacylglyceride (16:0_40:6) | TG(16:0_40:6) | TG 16:0_40:6 | Triacylglycerols | Triacylglycerols | FIA | Pos |  |  | Relative Quantitative | 0.67 | 1.5 | 4.1 | 0 | 0 | 0 | 14 | 14
TG.16.0_40.7. | Triacylglyceride (16:0_40:7) | TG(16:0_40:7) | TG 16:0_40:7 | Triacylglycerols | Triacylglycerols | FIA | Pos |  |  | Relative Quantitative | 0.53 | 1.2 | 3.1 | 0 | 0 | 0 | 14 | 14
TG.16.0_40.8. | Triacylglyceride (16:0_40:8) | TG(16:0_40:8) | TG 16:0_40:8 | Triacylglycerols | Triacylglycerols | FIA | Pos |  |  | Relative Quantitative | 0.23 | 0.46 | 1.1 | 0 | 0 | 0 | 14 | 14
TG.16.1_28.0. | Triacylglyceride (16:1_28:0) | TG(16:1_28:0) | TG 16:1_28:0 | Triacylglycerols | Triacylglycerols | FIA | Pos |  |  | Relative Quantitative | 0.2 | 0.39 | 1.2 | 41.0714 | 16.0714 | 9.5238 | 14 | 13
TG.16.1_30.1. | Triacylglyceride (16:1_30:1) | TG(16:1_30:1) | TG 16:1_30:1 | Triacylglycerols | Triacylglycerols | FIA | Pos |  |  | Relative Quantitative | 0.45 | 0.87 | 2.1 | 29.1667 | 12.5 | 11.9048 | 14 | 13
TG.16.1_32.0. | Triacylglyceride (16:1_32:0) | TG(16:1_32:0) | TG 16:1_32:0 | Triacylglycerols | Triacylglycerols | FIA | Pos |  |  | Relative Quantitative | 2.1 | 5 | 13 | 7.5397 | 5.3571 | 0 | 14 | 14
TG.16.1_32.1. | Triacylglyceride (16:1_32:1) | TG(16:1_32:1) | TG 16:1_32:1 | Triacylglycerols | Triacylglycerols | FIA | Pos |  |  | Relative Quantitative | 2.3 | 5.5 | 14 | 6.9444 | 5.3571 | 0 | 14 | 14
TG.16.1_32.2. | Triacylglyceride (16:1_32:2) | TG(16:1_32:2) | TG 16:1_32:2 | Triacylglycerols | Triacylglycerols | FIA | Pos |  |  | Relative Quantitative | 0.64 | 1.5 | 3.8 | 7.3413 | 5.3571 | 0 | 14 | 14
TG.16.1_33.1. | Triacylglyceride (16:1_33:1) | TG(16:1_33:1) | TG 16:1_33:1 | Triacylglycerols | Triacylglycerols | FIA | Pos |  |  | Relative Quantitative | 0.35 | 0.63 | 1.6 | 20.6349 | 17.8571 | 14.2857 | 14 | 13
TG.16.1_34.0. | Triacylglyceride (16:1_34:0) | TG(16:1_34:0) | TG 16:1_34:0 | Triacylglycerols | Triacylglycerols | FIA | Pos |  |  | Relative Quantitative | 1.5 | 3.5 | 9.1 | 1.3889 | 0 | 0 | 14 | 14
TG.16.1_34.1. | Triacylglyceride (16:1_34:1) | TG(16:1_34:1) | TG 16:1_34:1 | Triacylglycerols | Triacylglycerols | FIA | Pos |  |  | Relative Quantitative | 10 | 24 | 62 | 0 | 0 | 0 | 14 | 14
TG.16.1_34.2. | Triacylglyceride (16:1_34:2) | TG(16:1_34:2) | TG 16:1_34:2 | Triacylglycerols | Triacylglycerols | FIA | Pos |  |  | Relative Quantitative | 6.1 | 15 | 38 | 0 | 0 | 0 | 14 | 14
TG.16.1_34.3. | Triacylglyceride (16:1_34:3) | TG(16:1_34:3) | TG 16:1_34:3 | Triacylglycerols | Triacylglycerols | FIA | Pos |  |  | Relative Quantitative | 1.1 | 2.6 | 6.9 | 0 | 0 | 0 | 14 | 14
TG.16.1_36.1. | Triacylglyceride (16:1_36:1) | TG(16:1_36:1) | TG 16:1_36:1 | Triacylglycerols | Triacylglycerols | FIA | Pos |  |  | Relative Quantitative | 1.2 | 2.8 | 7.7 | 0 | 0 | 0 | 14 | 14
TG.16.1_36.2. | Triacylglyceride (16:1_36:2) | TG(16:1_36:2) | TG 16:1_36:2 | Triacylglycerols | Triacylglycerols | FIA | Pos |  |  | Relative Quantitative | 5.5 | 12 | 34 | 0 | 0 | 0 | 14 | 14
TG.16.1_36.3. | Triacylglyceride (16:1_36:3) | TG(16:1_36:3) | TG 16:1_36:3 | Triacylglycerols | Triacylglycerols | FIA | Pos |  |  | Relative Quantitative | 5.4 | 13 | 34 | 0 | 0 | 0 | 14 | 14
TG.16.1_36.4. | Triacylglyceride (16:1_36:4) | TG(16:1_36:4) | TG 16:1_36:4 | Triacylglycerols | Triacylglycerols | FIA | Pos |  |  | Relative Quantitative | 2.2 | 5 | 14 | 0 | 0 | 0 | 14 | 14
TG.16.1_36.5. | Triacylglyceride (16:1_36:5) | TG(16:1_36:5) | TG 16:1_36:5 | Triacylglycerols | Triacylglycerols | FIA | Pos |  |  | Relative Quantitative | 0.33 | 0.74 | 1.8 | 0 | 0 | 0 | 14 | 14
TG.16.1_38.3. | Triacylglyceride (16:1_38:3) | TG(16:1_38:3) | TG 16:1_38:3 | Triacylglycerols | Triacylglycerols | FIA | Pos |  |  | Relative Quantitative | 0.21 | 0.41 | 1 | 0.59524 | 0 | 0 | 14 | 14
TG.16.1_38.4. | Triacylglyceride (16:1_38:4) | TG(16:1_38:4) | TG 16:1_38:4 | Triacylglycerols | Triacylglycerols | FIA | Pos |  |  | Relative Quantitative | 0.24 | 0.49 | 1.3 | 0.19841 | 0 | 0 | 14 | 14
TG.16.1_38.5. | Triacylglyceride (16:1_38:5) | TG(16:1_38:5) | TG 16:1_38:5 | Triacylglycerols | Triacylglycerols | FIA | Pos |  |  | Relative Quantitative | 0.23 | 0.51 | 1.4 | 0 | 0 | 0 | 14 | 14
TG.17.0_32.1. | Triacylglyceride (17:0_32:1) | TG(17:0_32:1) | TG 17:0_32:1 | Triacylglycerols | Triacylglycerols | FIA | Pos |  |  | Relative Quantitative | 0.23 | 0.42 | 1.1 | 22.8175 | 12.5 | 7.1429 | 14 | 13
TG.17.0_34.1. | Triacylglyceride (17:0_34:1) | TG(17:0_34:1) | TG 17:0_34:1 | Triacylglycerols | Triacylglycerols | FIA | Pos |  |  | Relative Quantitative | 0.71 | 1.6 | 4.1 | 0.79365 | 0 | 0 | 14 | 14
TG.17.0_34.2. | Triacylglyceride (17:0_34:2) | TG(17:0_34:2) | TG 17:0_34:2 | Triacylglycerols | Triacylglycerols | FIA | Pos |  |  | Relative Quantitative | 0.56 | 1.3 | 3.4 | 0 | 0 | 0 | 14 | 14
TG.17.0_34.3. | Triacylglyceride (17:0_34:3) | TG(17:0_34:3) | TG 17:0_34:3 | Triacylglycerols | Triacylglycerols | FIA | Pos |  |  | Relative Quantitative | 0.17 | 0.34 | 0.75 | 4.1667 | 7.1429 | 0 | 14 | 14
TG.17.0_36.3. | Triacylglyceride (17:0_36:3) | TG(17:0_36:3) | TG 17:0_36:3 | Triacylglycerols | Triacylglycerols | FIA | Pos |  |  | Relative Quantitative | 0.78 | 1.9 | 4.9 | 0 | 0 | 0 | 14 | 14
TG.17.0_36.4. | Triacylglyceride (17:0_36:4) | TG(17:0_36:4) | TG 17:0_36:4 | Triacylglycerols | Triacylglycerols | FIA | Pos |  |  | Relative Quantitative | 0.37 | 0.86 | 2.1 | 0.19841 | 0 | 0 | 14 | 14
TG.17.1_32.1. | Triacylglyceride (17:1_32:1) | TG(17:1_32:1) | TG 17:1_32:1 | Triacylglycerols | Triacylglycerols | FIA | Pos |  |  | Relative Quantitative | 0.26 | 0.54 | 1.3 | 18.0556 | 10.7143 | 7.1429 | 13 | 13
TG.17.1_34.1. | Triacylglyceride (17:1_34:1) | TG(17:1_34:1) | TG 17:1_34:1 | Triacylglycerols | Triacylglycerols | FIA | Pos |  |  | Relative Quantitative | 0.83 | 1.9 | 4.9 | 0.19841 | 0 | 0 | 14 | 14
TG.17.1_34.2. | Triacylglyceride (17:1_34:2) | TG(17:1_34:2) | TG 17:1_34:2 | Triacylglycerols | Triacylglycerols | FIA | Pos |  |  | Relative Quantitative | 0.55 | 1.2 | 3.2 | 0 | 0 | 0 | 14 | 14
TG.17.1_34.3. | Triacylglyceride (17:1_34:3) | TG(17:1_34:3) | TG 17:1_34:3 | Triacylglycerols | Triacylglycerols | FIA | Pos |  |  | Relative Quantitative | 0.14 | 0.32 | 0.66 | 5.1587 | 7.1429 | 0 | 14 | 14
TG.17.1_36.3. | Triacylglyceride (17:1_36:3) | TG(17:1_36:3) | TG 17:1_36:3 | Triacylglycerols | Triacylglycerols | FIA | Pos |  |  | Relative Quantitative | 0.39 | 0.93 | 2.3 | 0 | 0 | 0 | 14 | 14
TG.17.1_36.4. | Triacylglyceride (17:1_36:4) | TG(17:1_36:4) | TG 17:1_36:4 | Triacylglycerols | Triacylglycerols | FIA | Pos |  |  | Relative Quantitative | 0.21 | 0.47 | 1.2 | 1.9841 | 1.7857 | 0 | 14 | 14
TG.17.1_36.5. | Triacylglyceride (17:1_36:5) | TG(17:1_36:5) | TG 17:1_36:5 | Triacylglycerols | Triacylglycerols | FIA | Pos |  |  | Relative Quantitative | 1e-06 | 0.19 | 0.4 | 23.4127 | 21.4286 | 23.8095 | 13 | 12
TG.17.1_38.5. | Triacylglyceride (17:1_38:5) | TG(17:1_38:5) | TG 17:1_38:5 | Triacylglycerols | Triacylglycerols | FIA | Pos |  |  | Relative Quantitative | 1e-06 | 0.005 | 0.3 | 3.9683 | 12.5 | 2.381 | 14 | 13
TG.17.1_38.6. | Triacylglyceride (17:1_38:6) | TG(17:1_38:6) | TG 17:1_38:6 | Triacylglycerols | Triacylglycerols | FIA | Pos |  |  | Relative Quantitative | 1e-06 | 0.012 | 0.26 | 14.2857 | 25 | 9.5238 | 14 | 12
TG.17.1_38.7. | Triacylglyceride (17:1_38:7) | TG(17:1_38:7) | TG 17:1_38:7 | Triacylglycerols | Triacylglycerols | FIA | Pos |  |  | Not Validated | 1e-06 | 1e-06 | 1e-06 | 47.0238 | 44.6429 | 45.2381 | 12 | 8
TG.17.2_34.2. | Triacylglyceride (17:2_34:2) | TG(17:2_34:2) | TG 17:2_34:2 | Triacylglycerols | Triacylglycerols | FIA | Pos |  |  | Relative Quantitative | 0.11 | 0.25 | 0.56 | 5.754 | 3.5714 | 0 | 14 | 14
TG.17.2_34.3. | Triacylglyceride (17:2_34:3) | TG(17:2_34:3) | TG 17:2_34:3 | Triacylglycerols | Triacylglycerols | FIA | Pos |  |  | Relative Quantitative | 0.17 | 0.36 | 0.82 | 22.4206 | 7.1429 | 16.6667 | 14 | 13
TG.17.2_36.2. | Triacylglyceride (17:2_36:2) | TG(17:2_36:2) | TG 17:2_36:2 | Triacylglycerols | Triacylglycerols | FIA | Pos |  |  | Relative Quantitative | 0.041 | 0.22 | 0.49 | 2.9762 | 1.7857 | 0 | 14 | 14
TG.17.2_36.3. | Triacylglyceride (17:2_36:3) | TG(17:2_36:3) | TG 17:2_36:3 | Triacylglycerols | Triacylglycerols | FIA | Pos |  |  | Relative Quantitative | 0.024 | 0.27 | 0.59 | 6.746 | 5.3571 | 2.381 | 14 | 14
TG.17.2_36.4. | Triacylglyceride (17:2_36:4) | TG(17:2_36:4) | TG 17:2_36:4 | Triacylglycerols | Triacylglycerols | FIA | Pos |  |  | Relative Quantitative | 0.2 | 0.44 | 1.3 | 4.7619 | 10.7143 | 0 | 14 | 13
TG.17.2_38.5. | Triacylglyceride (17:2_38:5) | TG(17:2_38:5) | TG 17:2_38:5 | Triacylglycerols | Triacylglycerols | FIA | Pos |  |  | Relative Quantitative | 1e-06 | 0.13 | 0.49 | 10.5159 | 16.0714 | 7.1429 | 14 | 12
TG.17.2_38.6. | Triacylglyceride (17:2_38:6) | TG(17:2_38:6) | TG 17:2_38:6 | Triacylglycerols | Triacylglycerols | FIA | Pos |  |  | Relative Quantitative | 0.036 | 0.22 | 0.56 | 20.4365 | 23.2143 | 11.9048 | 14 | 13
TG.17.2_38.7. | Triacylglyceride (17:2_38:7) | TG(17:2_38:7) | TG 17:2_38:7 | Triacylglycerols | Triacylglycerols | FIA | Pos |  |  | Relative Quantitative | 1e-06 | 1e-06 | 0.35 | 25 | 25 | 4.7619 | 14 | 12
TG.18.0_30.0. | Triacylglyceride (18:0_30:0) | TG(18:0_30:0) | TG 18:0_30:0 | Triacylglycerols | Triacylglycerols | FIA | Pos |  |  | Relative Quantitative | 0.46 | 0.9 | 2.4 | 25.5952 | 3.5714 | 0 | 14 | 14
TG.18.0_30.1. | Triacylglyceride (18:0_30:1) | TG(18:0_30:1) | TG 18:0_30:1 | Triacylglycerols | Triacylglycerols | FIA | Pos |  |  | Relative Quantitative | 0.31 | 0.59 | 1.5 | 15.2778 | 0 | 0 | 14 | 14
TG.18.0_32.0. | Triacylglyceride (18:0_32:0) | TG(18:0_32:0) | TG 18:0_32:0 | Triacylglycerols | Triacylglycerols | FIA | Pos |  |  | Relative Quantitative | 1.4 | 3 | 7.8 | 6.3492 | 0 | 0 | 14 | 14
TG.18.0_32.1. | Triacylglyceride (18:0_32:1) | TG(18:0_32:1) | TG 18:0_32:1 | Triacylglycerols | Triacylglycerols | FIA | Pos |  |  | Relative Quantitative | 1.2 | 2.8 | 7.3 | 2.9762 | 0 | 0 | 14 | 14
TG.18.0_32.2. | Triacylglyceride (18:0_32:2) | TG(18:0_32:2) | TG 18:0_32:2 | Triacylglycerols | Triacylglycerols | FIA | Pos |  |  | Relative Quantitative | 0.46 | 1.1 | 2.6 | 0.79365 | 0 | 0 | 14 | 14
TG.18.0_34.2. | Triacylglyceride (18:0_34:2) | TG(18:0_34:2) | TG 18:0_34:2 | Triacylglycerols | Triacylglycerols | FIA | Pos |  |  | Relative Quantitative | 3.4 | 8 | 23 | 0 | 0 | 0 | 14 | 14
TG.18.0_34.3. | Triacylglyceride (18:0_34:3) | TG(18:0_34:3) | TG 18:0_34:3 | Triacylglycerols | Triacylglycerols | FIA | Pos |  |  | Relative Quantitative | 0.62 | 1.4 | 4 | 0 | 0 | 0 | 14 | 14
TG.18.0_36.1. | Triacylglyceride (18:0_36:1) | TG(18:0_36:1) | TG 18:0_36:1 | Triacylglycerols | Triacylglycerols | FIA | Pos |  |  | Relative Quantitative | 0.91 | 2.1 | 5.9 | 0.39683 | 0 | 0 | 14 | 14
TG.18.0_36.2. | Triacylglyceride (18:0_36:2) | TG(18:0_36:2) | TG 18:0_36:2 | Triacylglycerols | Triacylglycerols | FIA | Pos |  |  | Relative Quantitative | 4.1 | 9.5 | 26 | 0 | 0 | 0 | 14 | 14
TG.18.0_36.3. | Triacylglyceride (18:0_36:3) | TG(18:0_36:3) | TG 18:0_36:3 | Triacylglycerols | Triacylglycerols | FIA | Pos |  |  | Relative Quantitative | 5 | 11 | 32 | 0 | 0 | 0 | 14 | 14
TG.18.0_36.4. | Triacylglyceride (18:0_36:4) | TG(18:0_36:4) | TG 18:0_36:4 | Triacylglycerols | Triacylglycerols | FIA | Pos |  |  | Relative Quantitative | 2.4 | 5.5 | 15 | 0 | 0 | 0 | 14 | 14
TG.18.0_36.5. | Triacylglyceride (18:0_36:5) | TG(18:0_36:5) | TG 18:0_36:5 | Triacylglycerols | Triacylglycerols | FIA | Pos |  |  | Relative Quantitative | 0.32 | 0.71 | 1.9 | 4.9603 | 7.1429 | 2.381 | 14 | 13
TG.18.0_38.6. | Triacylglyceride (18:0_38:6) | TG(18:0_38:6) | TG 18:0_38:6 | Triacylglycerols | Triacylglycerols | FIA | Pos |  |  | Relative Quantitative | 0.31 | 0.63 | 1.6 | 7.3413 | 7.1429 | 7.1429 | 13 | 13
TG.18.0_38.7. | Triacylglyceride (18:0_38:7) | TG(18:0_38:7) | TG 18:0_38:7 | Triacylglycerols | Triacylglycerols | FIA | Pos |  |  | Relative Quantitative | 0.091 | 0.16 | 0.43 | 1.9841 | 8.9286 | 2.381 | 14 | 14
TG.18.1_26.0. | Triacylglyceride (18:1_26:0) | TG(18:1_26:0) | TG 18:1_26:0 | Triacylglycerols | Triacylglycerols | FIA | Pos |  |  | Relative Quantitative | 0.4 | 0.78 | 2 | 13.2937 | 0 | 0 | 14 | 14
TG.18.1_28.1. | Triacylglyceride (18:1_28:1) | TG(18:1_28:1) | TG 18:1_28:1 | Triacylglycerols | Triacylglycerols | FIA | Pos |  |  | Relative Quantitative | 0.44 | 0.93 | 2.3 | 10.5159 | 0 | 0 | 14 | 14
TG.18.1_30.0. | Triacylglyceride (18:1_30:0) | TG(18:1_30:0) | TG 18:1_30:0 | Triacylglycerols | Triacylglycerols | FIA | Pos |  |  | Relative Quantitative | 4.4 | 11 | 28 | 2.381 | 0 | 0 | 14 | 14
TG.18.1_30.1. | Triacylglyceride (18:1_30:1) | TG(18:1_30:1) | TG 18:1_30:1 | Triacylglycerols | Triacylglycerols | FIA | Pos |  |  | Relative Quantitative | 2.4 | 5.9 | 15 | 3.1746 | 0 | 0 | 14 | 14
TG.18.1_30.2. | Triacylglyceride (18:1_30:2) | TG(18:1_30:2) | TG 18:1_30:2 | Triacylglycerols | Triacylglycerols | FIA | Pos |  |  | Relative Quantitative | 0.77 | 1.8 | 4.5 | 4.9603 | 0 | 0 | 14 | 14
TG.18.1_31.0. | Triacylglyceride (18:1_31:0) | TG(18:1_31:0) | TG 18:1_31:0 | Triacylglycerols | Triacylglycerols | FIA | Pos |  |  | Relative Quantitative | 0.73 | 1.6 | 4 | 23.8095 | 21.4286 | 14.2857 | 14 | 11
TG.18.1_32.0. | Triacylglyceride (18:1_32:0) | TG(18:1_32:0) | TG 18:1_32:0 | Triacylglycerols | Triacylglycerols | FIA | Pos |  |  | Relative Quantitative | 19 | 43 | 115 | 0 | 0 | 0 | 14 | 14
TG.18.1_32.1. | Triacylglyceride (18:1_32:1) | TG(18:1_32:1) | TG 18:1_32:1 | Triacylglycerols | Triacylglycerols | FIA | Pos |  |  | Relative Quantitative | 17 | 41 | 105 | 0 | 0 | 0 | 14 | 14
TG.18.1_32.2. | Triacylglyceride (18:1_32:2) | TG(18:1_32:2) | TG 18:1_32:2 | Triacylglycerols | Triacylglycerols | FIA | Pos |  |  | Relative Quantitative | 4.6 | 11 | 29 | 0 | 0 | 0 | 14 | 14
TG.18.1_32.3. | Triacylglyceride (18:1_32:3) | TG(18:1_32:3) | TG 18:1_32:3 | Triacylglycerols | Triacylglycerols | FIA | Pos |  |  | Relative Quantitative | 0.57 | 1.3 | 3.3 | 0 | 0 | 0 | 14 | 14
TG.18.1_33.0. | Triacylglyceride (18:1_33:0) | TG(18:1_33:0) | TG 18:1_33:0 | Triacylglycerols | Triacylglycerols | FIA | Pos |  |  | Relative Quantitative | 0.82 | 1.8 | 5 | 0.99206 | 0 | 0 | 14 | 14
TG.18.1_33.1. | Triacylglyceride (18:1_33:1) | TG(18:1_33:1) | TG 18:1_33:1 | Triacylglycerols | Triacylglycerols | FIA | Pos |  |  | Relative Quantitative | 1.8 | 4.3 | 11 | 0 | 0 | 0 | 14 | 14
TG.18.1_33.2. | Triacylglyceride (18:1_33:2) | TG(18:1_33:2) | TG 18:1_33:2 | Triacylglycerols | Triacylglycerols | FIA | Pos |  |  | Relative Quantitative | 0.77 | 1.7 | 4.6 | 0 | 0 | 0 | 14 | 14
TG.18.1_33.3. | Triacylglyceride (18:1_33:3) | TG(18:1_33:3) | TG 18:1_33:3 | Triacylglycerols | Triacylglycerols | FIA | Pos |  |  | Relative Quantitative | 0.16 | 0.29 | 0.7 | 0.19841 | 1.7857 | 0 | 14 | 14
TG.18.1_34.1. | Triacylglyceride (18:1_34:1) | TG(18:1_34:1) | TG 18:1_34:1 | Triacylglycerols | Triacylglycerols | FIA | Pos |  |  | Relative Quantitative | 79 | 190 | 484 | 0 | 0 | 0 | 14 | 14
TG.18.1_34.2. | Triacylglyceride (18:1_34:2) | TG(18:1_34:2) | TG 18:1_34:2 | Triacylglycerols | Triacylglycerols | FIA | Pos |  |  | Relative Quantitative | 56 | 134 | 345 | 0 | 0 | 0 | 14 | 14
TG.18.1_34.3. | Triacylglyceride (18:1_34:3) | TG(18:1_34:3) | TG 18:1_34:3 | Triacylglycerols | Triacylglycerols | FIA | Pos |  |  | Relative Quantitative | 7.9 | 19 | 49 | 0 | 0 | 0 | 14 | 14
TG.18.1_34.4. | Triacylglyceride (18:1_34:4) | TG(18:1_34:4) | TG 18:1_34:4 | Triacylglycerols | Triacylglycerols | FIA | Pos |  |  | Relative Quantitative | 0.74 | 1.7 | 4.4 | 0 | 0 | 0 | 14 | 14
TG.18.1_35.2. | Triacylglyceride (18:1_35:2) | TG(18:1_35:2) | TG 18:1_35:2 | Triacylglycerols | Triacylglycerols | FIA | Pos |  |  | Relative Quantitative | 1.4 | 3.2 | 8.7 | 0 | 0 | 0 | 14 | 14
TG.18.1_35.3. | Triacylglyceride (18:1_35:3) | TG(18:1_35:3) | TG 18:1_35:3 | Triacylglycerols | Triacylglycerols | FIA | Pos |  |  | Relative Quantitative | 0.48 | 1 | 2.8 | 0 | 0 | 0 | 14 | 14
TG.18.1_36.0. | Triacylglyceride (18:1_36:0) | TG(18:1_36:0) | TG 18:1_36:0 | Triacylglycerols | Triacylglycerols | FIA | Pos |  |  | Relative Quantitative | 1.1 | 2.4 | 6.5 | 3.9683 | 0 | 0 | 14 | 14
TG.18.1_36.1. | Triacylglyceride (18:1_36:1) | TG(18:1_36:1) | TG 18:1_36:1 | Triacylglycerols | Triacylglycerols | FIA | Pos |  |  | Relative Quantitative | 9 | 21 | 56 | 0 | 0 | 0 | 14 | 14
TG.18.1_36.2. | Triacylglyceride (18:1_36:2) | TG(18:1_36:2) | TG 18:1_36:2 | Triacylglycerols | Triacylglycerols | FIA | Pos |  |  | Relative Quantitative | 27 | 64 | 181 | 0 | 0 | 0 | 14 | 14
TG.18.1_36.3. | Triacylglyceride (18:1_36:3) | TG(18:1_36:3) | TG 18:1_36:3 | Triacylglycerols | Triacylglycerols | FIA | Pos |  |  | Relative Quantitative | 28 | 68 | 178 | 0 | 0 | 0 | 14 | 14
TG.18.1_36.4. | Triacylglyceride (18:1_36:4) | TG(18:1_36:4) | TG 18:1_36:4 | Triacylglycerols | Triacylglycerols | FIA | Pos |  |  | Relative Quantitative | 11 | 26 | 70 | 0 | 0 | 0 | 14 | 14
TG.18.1_36.5. | Triacylglyceride (18:1_36:5) | TG(18:1_36:5) | TG 18:1_36:5 | Triacylglycerols | Triacylglycerols | FIA | Pos |  |  | Relative Quantitative | 1.8 | 4.3 | 12 | 4.5635 | 7.1429 | 2.381 | 14 | 13
TG.18.1_36.6. | Triacylglyceride (18:1_36:6) | TG(18:1_36:6) | TG 18:1_36:6 | Triacylglycerols | Triacylglycerols | FIA | Pos |  |  | Relative Quantitative | 0.22 | 0.43 | 1 | 7.3413 | 8.9286 | 7.1429 | 13 | 13
TG.18.1_38.5. | Triacylglyceride (18:1_38:5) | TG(18:1_38:5) | TG 18:1_38:5 | Triacylglycerols | Triacylglycerols | FIA | Pos |  |  | Relative Quantitative | 1.3 | 3 | 7.9 | 0 | 0 | 0 | 14 | 14
TG.18.1_38.6. | Triacylglyceride (18:1_38:6) | TG(18:1_38:6) | TG 18:1_38:6 | Triacylglycerols | Triacylglycerols | FIA | Pos |  |  | Relative Quantitative | 0.65 | 1.5 | 4.1 | 0 | 0 | 0 | 14 | 14
TG.18.1_38.7. | Triacylglyceride (18:1_38:7) | TG(18:1_38:7) | TG 18:1_38:7 | Triacylglycerols | Triacylglycerols | FIA | Pos |  |  | Relative Quantitative | 0.21 | 0.4 | 0.96 | 0 | 0 | 0 | 14 | 14
TG.18.2_28.0. | Triacylglyceride (18:2_28:0) | TG(18:2_28:0) | TG 18:2_28:0 | Triacylglycerols | Triacylglycerols | FIA | Pos |  |  | Relative Quantitative | 0.67 | 1.5 | 3.9 | 2.5794 | 0 | 0 | 14 | 14
TG.18.2_30.0. | Triacylglyceride (18:2_30:0) | TG(18:2_30:0) | TG 18:2_30:0 | Triacylglycerols | Triacylglycerols | FIA | Pos |  |  | Relative Quantitative | 2.6 | 6.1 | 15 | 0 | 0 | 0 | 14 | 14
TG.18.2_30.1. | Triacylglyceride (18:2_30:1) | TG(18:2_30:1) | TG 18:2_30:1 | Triacylglycerols | Triacylglycerols | FIA | Pos |  |  | Relative Quantitative | 1.3 | 3.1 | 8 | 2.5794 | 0 | 0 | 14 | 14
TG.18.2_31.0. | Triacylglyceride (18:2_31:0) | TG(18:2_31:0) | TG 18:2_31:0 | Triacylglycerols | Triacylglycerols | FIA | Pos |  |  | Relative Quantitative | 0.6 | 1.1 | 2.6 | 48.2143 | 57.1429 | 42.8571 | 13 | 7
TG.18.2_32.0. | Triacylglyceride (18:2_32:0) | TG(18:2_32:0) | TG 18:2_32:0 | Triacylglycerols | Triacylglycerols | FIA | Pos |  |  | Relative Quantitative | 12 | 27 | 69 | 0 | 0 | 0 | 14 | 14
TG.18.2_32.1. | Triacylglyceride (18:2_32:1) | TG(18:2_32:1) | TG 18:2_32:1 | Triacylglycerols | Triacylglycerols | FIA | Pos |  |  | Relative Quantitative | 8.8 | 21 | 54 | 0 | 0 | 0 | 14 | 14
TG.18.2_32.2. | Triacylglyceride (18:2_32:2) | TG(18:2_32:2) | TG 18:2_32:2 | Triacylglycerols | Triacylglycerols | FIA | Pos |  |  | Relative Quantitative | 2.8 | 6.5 | 17 | 0 | 0 | 0 | 14 | 14
TG.18.2_33.0. | Triacylglyceride (18:2_33:0) | TG(18:2_33:0) | TG 18:2_33:0 | Triacylglycerols | Triacylglycerols | FIA | Pos |  |  | Relative Quantitative | 0.52 | 1.1 | 3 | 0 | 0 | 0 | 14 | 14
TG.18.2_33.1. | Triacylglyceride (18:2_33:1) | TG(18:2_33:1) | TG 18:2_33:1 | Triacylglycerols | Triacylglycerols | FIA | Pos |  |  | Relative Quantitative | 1.1 | 2.4 | 6.5 | 0 | 0 | 0 | 14 | 14
TG.18.2_33.2. | Triacylglyceride (18:2_33:2) | TG(18:2_33:2) | TG 18:2_33:2 | Triacylglycerols | Triacylglycerols | FIA | Pos |  |  | Relative Quantitative | 0.5 | 1.1 | 2.9 | 0 | 0 | 0 | 14 | 14
TG.18.2_34.0. | Triacylglyceride (18:2_34:0) | TG(18:2_34:0) | TG 18:2_34:0 | Triacylglycerols | Triacylglycerols | FIA | Pos |  |  | Relative Quantitative | 6.9 | 16 | 44 | 0 | 0 | 0 | 14 | 14
TG.18.2_34.1. | Triacylglyceride (18:2_34:1) | TG(18:2_34:1) | TG 18:2_34:1 | Triacylglycerols | Triacylglycerols | FIA | Pos |  |  | Relative Quantitative | 51 | 119 | 314 | 0 | 0 | 0 | 14 | 14
TG.18.2_34.2. | Triacylglyceride (18:2_34:2) | TG(18:2_34:2) | TG 18:2_34:2 | Triacylglycerols | Triacylglycerols | FIA | Pos |  |  | Relative Quantitative | 35 | 85 | 221 | 0 | 0 | 0 | 14 | 14
TG.18.2_34.3. | Triacylglyceride (18:2_34:3) | TG(18:2_34:3) | TG 18:2_34:3 | Triacylglycerols | Triacylglycerols | FIA | Pos |  |  | Relative Quantitative | 4.5 | 11 | 29 | 0 | 0 | 0 | 14 | 14
TG.18.2_34.4. | Triacylglyceride (18:2_34:4) | TG(18:2_34:4) | TG 18:2_34:4 | Triacylglycerols | Triacylglycerols | FIA | Pos |  |  | Relative Quantitative | 0.46 | 1 | 2.6 | 0 | 0 | 0 | 14 | 14
TG.18.2_35.1. | Triacylglyceride (18:2_35:1) | TG(18:2_35:1) | TG 18:2_35:1 | Triacylglycerols | Triacylglycerols | FIA | Pos |  |  | Relative Quantitative | 0.89 | 2.1 | 5.5 | 0 | 0 | 0 | 14 | 14
TG.18.2_35.2. | Triacylglyceride (18:2_35:2) | TG(18:2_35:2) | TG 18:2_35:2 | Triacylglycerols | Triacylglycerols | FIA | Pos |  |  | Relative Quantitative | 0.91 | 2.1 | 5.6 | 0 | 0 | 0 | 14 | 14
TG.18.2_35.3. | Triacylglyceride (18:2_35:3) | TG(18:2_35:3) | TG 18:2_35:3 | Triacylglycerols | Triacylglycerols | FIA | Pos |  |  | Relative Quantitative | 0.3 | 0.65 | 1.6 | 0.39683 | 0 | 0 | 14 | 14
TG.18.2_36.0. | Triacylglyceride (18:2_36:0) | TG(18:2_36:0) | TG 18:2_36:0 | Triacylglycerols | Triacylglycerols | FIA | Pos |  |  | Relative Quantitative | 0.79 | 1.7 | 4.6 | 0 | 0 | 0 | 14 | 14
TG.18.2_36.1. | Triacylglyceride (18:2_36:1) | TG(18:2_36:1) | TG 18:2_36:1 | Triacylglycerols | Triacylglycerols | FIA | Pos |  |  | Relative Quantitative | 6 | 14 | 37 | 0 | 0 | 0 | 14 | 14
TG.18.2_36.2. | Triacylglyceride (18:2_36:2) | TG(18:2_36:2) | TG 18:2_36:2 | Triacylglycerols | Triacylglycerols | FIA | Pos |  |  | Relative Quantitative | 18 | 40 | 111 | 0 | 0 | 0 | 14 | 14
TG.18.2_36.3. | Triacylglyceride (18:2_36:3) | TG(18:2_36:3) | TG 18:2_36:3 | Triacylglycerols | Triacylglycerols | FIA | Pos |  |  | Relative Quantitative | 16 | 38 | 99 | 0 | 0 | 0 | 14 | 14
TG.18.2_36.4. | Triacylglyceride (18:2_36:4) | TG(18:2_36:4) | TG 18:2_36:4 | Triacylglycerols | Triacylglycerols | FIA | Pos |  |  | Relative Quantitative | 7.2 | 17 | 45 | 0.99206 | 0 | 0 | 14 | 14
TG.18.2_36.5. | Triacylglyceride (18:2_36:5) | TG(18:2_36:5) | TG 18:2_36:5 | Triacylglycerols | Triacylglycerols | FIA | Pos |  |  | Relative Quantitative | 1.2 | 2.8 | 7.1 | 1.3889 | 0 | 0 | 14 | 14
TG.18.2_38.4. | Triacylglyceride (18:2_38:4) | TG(18:2_38:4) | TG 18:2_38:4 | Triacylglycerols | Triacylglycerols | FIA | Pos |  |  | Relative Quantitative | 0.77 | 1.7 | 4.7 | 0 | 0 | 0 | 14 | 14
TG.18.2_38.5. | Triacylglyceride (18:2_38:5) | TG(18:2_38:5) | TG 18:2_38:5 | Triacylglycerols | Triacylglycerols | FIA | Pos |  |  | Relative Quantitative | 0.85 | 2 | 5.2 | 0 | 0 | 0 | 14 | 14
TG.18.2_38.6. | Triacylglyceride (18:2_38:6) | TG(18:2_38:6) | TG 18:2_38:6 | Triacylglycerols | Triacylglycerols | FIA | Pos |  |  | Relative Quantitative | 0.46 | 0.97 | 2.6 | 0.19841 | 0 | 0 | 14 | 14
TG.18.3_30.0. | Triacylglyceride (18:3_30:0) | TG(18:3_30:0) | TG 18:3_30:0 | Triacylglycerols | Triacylglycerols | FIA | Pos |  |  | Relative Quantitative | 0.32 | 0.68 | 1.7 | 5.5556 | 0 | 0 | 14 | 14
TG.18.3_32.0. | Triacylglyceride (18:3_32:0) | TG(18:3_32:0) | TG 18:3_32:0 | Triacylglycerols | Triacylglycerols | FIA | Pos |  |  | Relative Quantitative | 1.1 | 2.6 | 6.4 | 0 | 0 | 0 | 14 | 14
TG.18.3_32.1. | Triacylglyceride (18:3_32:1) | TG(18:3_32:1) | TG 18:3_32:1 | Triacylglycerols | Triacylglycerols | FIA | Pos |  |  | Relative Quantitative | 0.99 | 2.3 | 5.9 | 1.1905 | 0 | 0 | 14 | 14
TG.18.3_33.2. | Triacylglyceride (18:3_33:2) | TG(18:3_33:2) | TG 18:3_33:2 | Triacylglycerols | Triacylglycerols | FIA | Pos |  |  | Relative Quantitative | 0.044 | 0.057 | 0.4 | 11.3095 | 10.7143 | 2.381 | 14 | 13
TG.18.3_34.0. | Triacylglyceride (18:3_34:0) | TG(18:3_34:0) | TG 18:3_34:0 | Triacylglycerols | Triacylglycerols | FIA | Pos |  |  | Relative Quantitative | 0.66 | 1.6 | 4.1 | 0 | 0 | 0 | 14 | 14
TG.18.3_34.1. | Triacylglyceride (18:3_34:1) | TG(18:3_34:1) | TG 18:3_34:1 | Triacylglycerols | Triacylglycerols | FIA | Pos |  |  | Relative Quantitative | 4.9 | 12 | 30 | 0 | 0 | 0 | 14 | 14
TG.18.3_34.2. | Triacylglyceride (18:3_34:2) | TG(18:3_34:2) | TG 18:3_34:2 | Triacylglycerols | Triacylglycerols | FIA | Pos |  |  | Relative Quantitative | 3.3 | 7.7 | 20 | 0 | 0 | 0 | 14 | 14
TG.18.3_34.3. | Triacylglyceride (18:3_34:3) | TG(18:3_34:3) | TG 18:3_34:3 | Triacylglycerols | Triacylglycerols | FIA | Pos |  |  | Relative Quantitative | 0.48 | 1.1 | 2.9 | 0 | 0 | 0 | 14 | 14
TG.18.3_35.2. | Triacylglyceride (18:3_35:2) | TG(18:3_35:2) | TG 18:3_35:2 | Triacylglycerols | Triacylglycerols | FIA | Pos |  |  | Relative Quantitative | 0.14 | 0.27 | 0.63 | 0.79365 | 0 | 0 | 14 | 14
TG.18.3_36.1. | Triacylglyceride (18:3_36:1) | TG(18:3_36:1) | TG 18:3_36:1 | Triacylglycerols | Triacylglycerols | FIA | Pos |  |  | Relative Quantitative | 0.65 | 1.4 | 3.8 | 0 | 0 | 0 | 14 | 14
TG.18.3_36.2. | Triacylglyceride (18:3_36:2) | TG(18:3_36:2) | TG 18:3_36:2 | Triacylglycerols | Triacylglycerols | FIA | Pos |  |  | Relative Quantitative | 2 | 4.6 | 13 | 0 | 0 | 0 | 14 | 14
TG.18.3_36.3. | Triacylglyceride (18:3_36:3) | TG(18:3_36:3) | TG 18:3_36:3 | Triacylglycerols | Triacylglycerols | FIA | Pos |  |  | Relative Quantitative | 2 | 4.7 | 13 | 0 | 0 | 0 | 14 | 14
TG.18.3_36.4. | Triacylglyceride (18:3_36:4) | TG(18:3_36:4) | TG 18:3_36:4 | Triacylglycerols | Triacylglycerols | FIA | Pos |  |  | Relative Quantitative | 0.86 | 1.9 | 5.5 | 0.19841 | 0 | 0 | 14 | 14
TG.18.3_38.5. | Triacylglyceride (18:3_38:5) | TG(18:3_38:5) | TG 18:3_38:5 | Triacylglycerols | Triacylglycerols | FIA | Pos |  |  | Relative Quantitative | 0.17 | 0.32 | 0.8 | 2.1825 | 3.5714 | 0 | 14 | 14
TG.18.3_38.6. | Triacylglyceride (18:3_38:6) | TG(18:3_38:6) | TG 18:3_38:6 | Triacylglycerols | Triacylglycerols | FIA | Pos |  |  | Relative Quantitative | 0.036 | 0.19 | 0.47 | 8.7302 | 10.7143 | 7.1429 | 14 | 13
TG.20.0_32.3. | Triacylglyceride (20:0_32:3) | TG(20:0_32:3) | TG 20:0_32:3 | Triacylglycerols | Triacylglycerols | FIA | Pos |  |  | Relative Quantitative | 0.19 | 0.36 | 0.84 | 0.99206 | 0 | 0 | 14 | 14
TG.20.0_32.4. | Triacylglyceride (20:0_32:4) | TG(20:0_32:4) | TG 20:0_32:4 | Triacylglycerols | Triacylglycerols | FIA | Pos |  |  | Relative Quantitative | 0.21 | 0.39 | 0.94 | 3.7698 | 0 | 0 | 14 | 14
TG.20.0_34.1. | Triacylglyceride (20:0_34:1) | TG(20:0_34:1) | TG 20:0_34:1 | Triacylglycerols | Triacylglycerols | FIA | Pos |  |  | Relative Quantitative | 0.52 | 0.97 | 2.4 | 18.4524 | 12.5 | 11.9048 | 13 | 13
TG.20.1_24.3. | Triacylglyceride (20:1_24:3) | TG(20:1_24:3) | TG 20:1_24:3 | Triacylglycerols | Triacylglycerols | FIA | Pos |  |  | Not Validated | 0.14 | 0.52 | 1.6 | 100 | 100 | 100 | 0 | 0
TG.20.1_26.1. | Triacylglyceride (20:1_26:1) | TG(20:1_26:1) | TG 20:1_26:1 | Triacylglycerols | Triacylglycerols | FIA | Pos |  |  | Not Validated | 1e-06 | 0.19 | 0.41 | 99.0079 | 100 | 100 | 3 | 0
TG.20.1_30.1. | Triacylglyceride (20:1_30:1) | TG(20:1_30:1) | TG 20:1_30:1 | Triacylglycerols | Triacylglycerols | FIA | Pos |  |  | Relative Quantitative | 1e-06 | 0.17 | 0.36 | 62.8968 | 62.5 | 33.3333 | 14 | 9
TG.20.1_31.0. | Triacylglyceride (20:1_31:0) (Sciex) | TG(20:1_31:0) (Sciex) | TG 20:1_31:0 (Sciex) | Triacylglycerols | Triacylglycerols | FIA | Pos |  |  | Not Validated | 0.19 | 0.41 | 0.72 | 99.0079 | 100 | 100 | 3 | 0
TG.20.1_32.0. | Triacylglyceride (20:1_32:0) (Waters) | TG(20:1_32:0) (Waters) | TG 20:1_32:0 (Waters) | Triacylglycerols | Triacylglycerols | FIA | Pos | [6 empty] | 87.3016 | 85.7143 | 85.7143 | 2 | 2
TG.20.1_32.1. | Triacylglyceride (20:1_32:1) | TG(20:1_32:1) | TG 20:1_32:1 | Triacylglycerols | Triacylglycerols | FIA | Pos |  |  | Relative Quantitative | 0.23 | 0.48 | 1.1 | 15.4762 | 8.9286 | 7.1429 | 13 | 13
TG.20.1_32.2. | Triacylglyceride (20:1_32:2) | TG(20:1_32:2) | TG 20:1_32:2 | Triacylglycerols | Triacylglycerols | FIA | Pos |  |  | Relative Quantitative | 0.13 | 0.32 | 0.67 | 11.9048 | 7.1429 | 4.7619 | 14 | 14
TG.20.1_32.3. | Triacylglyceride (20:1_32:3) | TG(20:1_32:3) | TG 20:1_32:3 | Triacylglycerols | Triacylglycerols | FIA | Pos |  |  | Relative Quantitative | 1e-06 | 0.19 | 0.4 | 19.8413 | 14.2857 | 4.7619 | 14 | 13
TG.20.1_34.0. | Triacylglyceride (20:1_34:0) | TG(20:1_34:0) | TG 20:1_34:0 | Triacylglycerols | Triacylglycerols | FIA | Pos |  |  | Relative Quantitative | 0.17 | 0.33 | 0.76 | 15.6746 | 17.8571 | 7.1429 | 14 | 13
TG.20.1_34.1. | Triacylglyceride (20:1_34:1) | TG(20:1_34:1) | TG 20:1_34:1 | Triacylglycerols | Triacylglycerols | FIA | Pos |  |  | Relative Quantitative | 0.85 | 1.8 | 4.6 | 0 | 0 | 0 | 14 | 14
TG.20.1_34.2. | Triacylglyceride (20:1_34:2) | TG(20:1_34:2) | TG 20:1_34:2 | Triacylglycerols | Triacylglycerols | FIA | Pos |  |  | Relative Quantitative | 0.64 | 1.4 | 3.4 | 0 | 0 | 0 | 14 | 14
TG.20.1_34.3. | Triacylglyceride (20:1_34:3) | TG(20:1_34:3) | TG 20:1_34:3 | Triacylglycerols | Triacylglycerols | FIA | Pos |  |  | Relative Quantitative | 0.081 | 0.27 | 0.71 | 8.3333 | 7.1429 | 2.381 | 14 | 13
TG.20.2_32.0. | Triacylglyceride (20:2_32:0) | TG(20:2_32:0) | TG 20:2_32:0 | Triacylglycerols | Triacylglycerols | FIA | Pos |  |  | Relative Quantitative | 0.29 | 0.54 | 1.2 | 22.2222 | 14.2857 | 2.381 | 14 | 13
TG.20.2_32.1. | Triacylglyceride (20:2_32:1) | TG(20:2_32:1) | TG 20:2_32:1 | Triacylglycerols | Triacylglycerols | FIA | Pos |  |  | Relative Quantitative | 0.26 | 0.58 | 1.4 | 1.9841 | 0 | 0 | 14 | 14
TG.20.2_34.1. | Triacylglyceride (20:2_34:1) | TG(20:2_34:1) | TG 20:2_34:1 | Triacylglycerols | Triacylglycerols | FIA | Pos |  |  | Relative Quantitative | 0.73 | 1.7 | 4.4 | 0 | 0 | 0 | 14 | 14
TG.20.2_34.2. | Triacylglyceride (20:2_34:2) | TG(20:2_34:2) | TG 20:2_34:2 | Triacylglycerols | Triacylglycerols | FIA | Pos |  |  | Relative Quantitative | 0.53 | 1.3 | 3.3 | 0.19841 | 0 | 0 | 14 | 14
TG.20.2_34.3. | Triacylglyceride (20:2_34:3) | TG(20:2_34:3) | TG 20:2_34:3 | Triacylglycerols | Triacylglycerols | FIA | Pos |  |  | Relative Quantitative | 0.17 | 0.28 | 0.65 | 2.7778 | 3.5714 | 0 | 14 | 14
TG.20.2_34.4. | Triacylglyceride (20:2_34:4) | TG(20:2_34:4) | TG 20:2_34:4 | Triacylglycerols | Triacylglycerols | FIA | Pos |  |  | Not Validated | 1e-06 | 1e-06 | 0.031 | 33.7302 | 33.9286 | 23.8095 | 14 | 11
TG.20.2_36.5. | Triacylglyceride (20:2_36:5) | TG(20:2_36:5) | TG 20:2_36:5 | Triacylglycerols | Triacylglycerols | FIA | Pos |  |  | Relative Quantitative | 1e-06 | 1e-06 | 0.28 | 21.0317 | 21.4286 | 14.2857 | 13 | 12
TG.20.3_32.0. | Triacylglyceride (20:3_32:0) | TG(20:3_32:0) | TG 20:3_32:0 | Triacylglycerols | Triacylglycerols | FIA | Pos |  |  | Relative Quantitative | 0.36 | 0.75 | 2 | 1.7857 | 0 | 0 | 14 | 14
TG.20.3_32.1. | Triacylglyceride (20:3_32:1) | TG(20:3_32:1) | TG 20:3_32:1 | Triacylglycerols | Triacylglycerols | FIA | Pos |  |  | Relative Quantitative | 0.36 | 0.74 | 2 | 1.1905 | 0 | 0 | 14 | 14
TG.20.3_32.2. | Triacylglyceride (20:3_32:2) | TG(20:3_32:2) | TG 20:3_32:2 | Triacylglycerols | Triacylglycerols | FIA | Pos |  |  | Relative Quantitative | 0.067 | 0.28 | 0.63 | 11.3095 | 5.3571 | 0 | 14 | 14
TG.20.3_34.0. | Triacylglyceride (20:3_34:0) | TG(20:3_34:0) | TG 20:3_34:0 | Triacylglycerols | Triacylglycerols | FIA | Pos |  |  | Relative Quantitative | 0.23 | 0.43 | 1 | 5.1587 | 7.1429 | 0 | 14 | 13
TG.20.3_34.1. | Triacylglyceride (20:3_34:1) | TG(20:3_34:1) | TG 20:3_34:1 | Triacylglycerols | Triacylglycerols | FIA | Pos |  |  | Relative Quantitative | 1.2 | 2.8 | 7.4 | 0 | 0 | 0 | 14 | 14
TG.20.3_34.2. | Triacylglyceride (20:3_34:2) | TG(20:3_34:2) | TG 20:3_34:2 | Triacylglycerols | Triacylglycerols | FIA | Pos |  |  | Relative Quantitative | 0.88 | 2.1 | 5.5 | 0 | 0 | 0 | 14 | 14
TG.20.3_34.3. | Triacylglyceride (20:3_34:3) | TG(20:3_34:3) | TG 20:3_34:3 | Triacylglycerols | Triacylglycerols | FIA | Pos |  |  | Relative Quantitative | 0.2 | 0.38 | 0.95 | 0.99206 | 0 | 0 | 14 | 14
TG.20.3_36.3. | Triacylglyceride (20:3_36:3) | TG(20:3_36:3) | TG 20:3_36:3 | Triacylglycerols | Triacylglycerols | FIA | Pos |  |  | Relative Quantitative | 0.45 | 1 | 2.8 | 0 | 0 | 0 | 14 | 14
TG.20.3_36.4. | Triacylglyceride (20:3_36:4) | TG(20:3_36:4) | TG 20:3_36:4 | Triacylglycerols | Triacylglycerols | FIA | Pos |  |  | Relative Quantitative | 0.26 | 0.5 | 1.3 | 0 | 0 | 0 | 14 | 14
TG.20.3_36.5. | Triacylglyceride (20:3_36:5) | TG(20:3_36:5) | TG 20:3_36:5 | Triacylglycerols | Triacylglycerols | FIA | Pos |  |  | Relative Quantitative | 0.012 | 0.19 | 0.47 | 2.1825 | 1.7857 | 0 | 14 | 14
TG.20.4_30.0. | Triacylglyceride (20:4_30:0) | TG(20:4_30:0) | TG 20:4_30:0 | Triacylglycerols | Triacylglycerols | FIA | Pos |  |  | Relative Quantitative | 0.27 | 0.55 | 1.3 | 2.1825 | 0 | 0 | 14 | 14
TG.20.4_32.0. | Triacylglyceride (20:4_32:0) | TG(20:4_32:0) | TG 20:4_32:0 | Triacylglycerols | Triacylglycerols | FIA | Pos |  |  | Relative Quantitative | 0.86 | 2 | 5.2 | 0 | 0 | 0 | 14 | 14
TG.20.4_32.1. | Triacylglyceride (20:4_32:1) | TG(20:4_32:1) | TG 20:4_32:1 | Triacylglycerols | Triacylglycerols | FIA | Pos |  |  | Relative Quantitative | 0.76 | 1.7 | 4.4 | 0 | 0 | 0 | 14 | 14
TG.20.4_32.2. | Triacylglyceride (20:4_32:2) | TG(20:4_32:2) | TG 20:4_32:2 | Triacylglycerols | Triacylglycerols | FIA | Pos |  |  | Relative Quantitative | 0.26 | 0.54 | 1.4 | 0 | 0 | 0 | 14 | 14
TG.20.4_33.2. | Triacylglyceride (20:4_33:2) | TG(20:4_33:2) | TG 20:4_33:2 | Triacylglycerols | Triacylglycerols | FIA | Pos |  |  | Relative Quantitative | 1e-06 | 0.14 | 0.35 | 5.1587 | 7.1429 | 2.381 | 14 | 13
TG.20.4_34.0. | Triacylglyceride (20:4_34:0) | TG(20:4_34:0) | TG 20:4_34:0 | Triacylglycerols | Triacylglycerols | FIA | Pos |  |  | Relative Quantitative | 0.53 | 1.1 | 3.2 | 0 | 0 | 0 | 14 | 14
TG.20.4_34.1. | Triacylglyceride (20:4_34:1) | TG(20:4_34:1) | TG 20:4_34:1 | Triacylglycerols | Triacylglycerols | FIA | Pos |  |  | Relative Quantitative | 3.2 | 7.7 | 20 | 0 | 0 | 0 | 14 | 14
TG.20.4_34.2. | Triacylglyceride (20:4_34:2) | TG(20:4_34:2) | TG 20:4_34:2 | Triacylglycerols | Triacylglycerols | FIA | Pos |  |  | Relative Quantitative | 2.6 | 6.1 | 16 | 0 | 0 | 0 | 14 | 14
TG.20.4_34.3. | Triacylglyceride (20:4_34:3) | TG(20:4_34:3) | TG 20:4_34:3 | Triacylglycerols | Triacylglycerols | FIA | Pos |  |  | Relative Quantitative | 0.4 | 0.87 | 2.3 | 0 | 0 | 0 | 14 | 14
TG.20.4_35.3. | Triacylglyceride (20:4_35:3) | TG(20:4_35:3) | TG 20:4_35:3 | Triacylglycerols | Triacylglycerols | FIA | Pos |  |  | Relative Quantitative | 1e-06 | 1e-06 | 0.13 | 20.4365 | 19.6429 | 11.9048 | 14 | 13
TG.20.4_36.2. | Triacylglyceride (20:4_36:2) | TG(20:4_36:2) | TG 20:4_36:2 | Triacylglycerols | Triacylglycerols | FIA | Pos |  |  | Relative Quantitative | 2 | 4.4 | 12 | 0 | 0 | 0 | 14 | 14
TG.20.4_36.3. | Triacylglyceride (20:4_36:3) | TG(20:4_36:3) | TG 20:4_36:3 | Triacylglycerols | Triacylglycerols | FIA | Pos |  |  | Relative Quantitative | 1.6 | 3.7 | 9.8 | 0 | 0 | 0 | 14 | 14
TG.20.4_36.4. | Triacylglyceride (20:4_36:4) | TG(20:4_36:4) | TG 20:4_36:4 | Triacylglycerols | Triacylglycerols | FIA | Pos |  |  | Relative Quantitative | 0.75 | 1.7 | 4.5 | 0 | 0 | 0 | 14 | 14
TG.20.4_36.5. | Triacylglyceride (20:4_36:5) | TG(20:4_36:5) | TG 20:4_36:5 | Triacylglycerols | Triacylglycerols | FIA | Pos |  |  | Relative Quantitative | 0.18 | 0.37 | 0.94 | 4.9603 | 1.7857 | 0 | 14 | 14
TG.20.5_34.0. | Triacylglyceride (20:5_34:0) | TG(20:5_34:0) | TG 20:5_34:0 | Triacylglycerols | Triacylglycerols | FIA | Pos |  |  | Relative Quantitative | 1e-06 | 0.22 | 0.48 | 1.1905 | 7.1429 | 0 | 14 | 13
TG.20.5_34.1. | Triacylglyceride (20:5_34:1) | TG(20:5_34:1) | TG 20:5_34:1 | Triacylglycerols | Triacylglycerols | FIA | Pos |  |  | Relative Quantitative | 0.48 | 1.1 | 2.7 | 0 | 0 | 0 | 14 | 14
TG.20.5_34.2. | Triacylglyceride (20:5_34:2) | TG(20:5_34:2) | TG 20:5_34:2 | Triacylglycerols | Triacylglycerols | FIA | Pos |  |  | Relative Quantitative | 0.38 | 0.84 | 2.2 | 0 | 0 | 0 | 14 | 14
TG.20.5_36.2. | Triacylglyceride (20:5_36:2) | TG(20:5_36:2) | TG 20:5_36:2 | Triacylglycerols | Triacylglycerols | FIA | Pos |  |  | Relative Quantitative | 0.29 | 0.56 | 1.4 | 0 | 0 | 0 | 14 | 14
TG.20.5_36.3. | Triacylglyceride (20:5_36:3) | TG(20:5_36:3) | TG 20:5_36:3 | Triacylglycerols | Triacylglycerols | FIA | Pos |  |  | Relative Quantitative | 0.27 | 0.58 | 1.4 | 0 | 0 | 0 | 14 | 14
TG.22.0_32.4. | Triacylglyceride (22:0_32:4) | TG(22:0_32:4) | TG 22:0_32:4 | Triacylglycerols | Triacylglycerols | FIA | Pos |  |  | Relative Quantitative | 1e-06 | 0.029 | 0.23 | 26.3889 | 28.5714 | 14.2857 | 14 | 12
TG.22.1_32.5. | Triacylglyceride (22:1_32:5) | TG(22:1_32:5) | TG 22:1_32:5 | Triacylglycerols | Triacylglycerols | FIA | Pos |  |  | Not Validated | 1e-06 | 0.016 | 0.12 | 32.3413 | 32.1429 | 14.2857 | 14 | 13
TG.22.2_32.4. | Triacylglyceride (22:2_32:4) | TG(22:2_32:4) | TG 22:2_32:4 | Triacylglycerols | Triacylglycerols | FIA | Pos |  |  | Relative Quantitative | 1e-06 | 0.017 | 0.37 | 44.4444 | 21.4286 | 30.9524 | 14 | 13
TG.22.3_30.2. | Triacylglyceride (22:3_30:2) | TG(22:3_30:2) | TG 22:3_30:2 | Triacylglycerols | Triacylglycerols | FIA | Pos |  |  | Not Validated | 1e-06 | 0.018 | 0.28 | 70.6349 | 71.4286 | 61.9048 | 12 | 7
TG.22.4_32.0. | Triacylglyceride (22:4_32:0) | TG(22:4_32:0) | TG 22:4_32:0 | Triacylglycerols | Triacylglycerols | FIA | Pos |  |  | Relative Quantitative | 0.14 | 0.27 | 0.69 | 5.3571 | 1.7857 | 0 | 14 | 14
TG.22.4_32.2. | Triacylglyceride (22:4_32:2) | TG(22:4_32:2) | TG 22:4_32:2 | Triacylglycerols | Triacylglycerols | FIA | Pos |  |  | Relative Quantitative | 1e-06 | 0.11 | 0.28 | 38.2937 | 19.6429 | 9.5238 | 14 | 13
TG.22.4_34.2. | Triacylglyceride (22:4_34:2) | TG(22:4_34:2) | TG 22:4_34:2 | Triacylglycerols | Triacylglycerols | FIA | Pos |  |  | Relative Quantitative | 0.34 | 0.76 | 2 | 1.5873 | 0 | 0 | 14 | 14
TG.22.5_32.0. | Triacylglyceride (22:5_32:0) | TG(22:5_32:0) | TG 22:5_32:0 | Triacylglycerols | Triacylglycerols | FIA | Pos |  |  | Relative Quantitative | 0.25 | 0.5 | 1.2 | 1.7857 | 5.3571 | 0 | 14 | 14
TG.22.5_32.1. | Triacylglyceride (22:5_32:1) | TG(22:5_32:1) | TG 22:5_32:1 | Triacylglycerols | Triacylglycerols | FIA | Pos |  |  | Relative Quantitative | 0.24 | 0.44 | 1.1 | 4.1667 | 7.1429 | 0 | 14 | 13
TG.22.5_34.1. | Triacylglyceride (22:5_34:1) | TG(22:5_34:1) | TG 22:5_34:1 | Triacylglycerols | Triacylglycerols | FIA | Pos |  |  | Relative Quantitative | 0.92 | 2.1 | 5.4 | 0 | 0 | 0 | 14 | 14
TG.22.5_34.2. | Triacylglyceride (22:5_34:2) | TG(22:5_34:2) | TG 22:5_34:2 | Triacylglycerols | Triacylglycerols | FIA | Pos |  |  | Relative Quantitative | 0.71 | 1.7 | 4.3 | 0 | 0 | 0 | 14 | 14
TG.22.5_34.3. | Triacylglyceride (22:5_34:3) | TG(22:5_34:3) | TG 22:5_34:3 | Triacylglycerols | Triacylglycerols | FIA | Pos |  |  | Relative Quantitative | 0.077 | 0.28 | 0.67 | 1.5873 | 1.7857 | 0 | 14 | 14
TG.22.6_32.0. | Triacylglyceride (22:6_32:0) | TG(22:6_32:0) | TG 22:6_32:0 | Triacylglycerols | Triacylglycerols | FIA | Pos |  |  | Relative Quantitative | 0.23 | 0.5 | 1.1 | 5.9524 | 7.1429 | 7.1429 | 14 | 13
TG.22.6_32.1. | Triacylglyceride (22:6_32:1) | TG(22:6_32:1) | TG 22:6_32:1 | Triacylglycerols | Triacylglycerols | FIA | Pos |  |  | Relative Quantitative | 0.21 | 0.42 | 1 | 6.5476 | 7.1429 | 7.1429 | 14 | 13
TG.22.6_34.1. | Triacylglyceride (22:6_34:1) | TG(22:6_34:1) | TG 22:6_34:1 | Triacylglycerols | Triacylglycerols | FIA | Pos |  |  | Relative Quantitative | 0.85 | 1.9 | 5.1 | 0 | 0 | 0 | 14 | 14
TG.22.6_34.2. | Triacylglyceride (22:6_34:2) | TG(22:6_34:2) | TG 22:6_34:2 | Triacylglycerols | Triacylglycerols | FIA | Pos |  |  | Relative Quantitative | 0.68 | 1.5 | 4.1 | 0 | 0 | 0 | 14 | 14
TG.22.6_34.3. | Triacylglyceride (22:6_34:3) | TG(22:6_34:3) | TG 22:6_34:3 | Triacylglycerols | Triacylglycerols | FIA | Pos |  |  | Relative Quantitative | 0.15 | 0.29 | 0.68 | 0.19841 | 8.9286 | 0 | 14 | 14

## Table S2
Supplementary Table 2: Metabolites that were not normalizable using QC2 in at least one laboratory. Red (blue) font for metabolite id/name indicates that this analyte is only targeted on Sciex (Waters) instruments. Note, that only 3 out of the 14 participating laboratories used Waters instruments.
Metabolite ID | #Labs metabolite was not QC2-normalizable
C10.1 | 14
C10.2 | 14
C12.DC | 14
C16.1.OH | 14
C16.2.OH | 14
C5.DC..C6.OH. | 14
C5.M.DC | 14
DG.14.0_18.2. | 14
DG.16.0_16.0. | 14
DG.16.0_20.0. | 14
DG.18.0_20.0. | 14
DG.18.1_22.5. | 14
FA.16.0. | 14
FA.18.0. | 14
PC.aa.C40.1 | 14
PC.ae.C42.0 | 14
TG.20.1_24.3. | 14
TG.20.1_26.1. | 14
TG.20.1_31.0. | 14
C12.1 | 13
C16.OH | 13
C5.1 | 13
C5.OH..C3.DC.M. | 13
Cer.d18.0.18.0.OH.. | 13
DG.14.0_20.0. | 13
DG.16.0_20.4. | 13
DG.18.1_18.4. | 13
DG.18.1_20.4. | 13
DG.18.1_22.6. | 13
DG.18.3_20.2. | 13
DG.21.0_22.6. | 13
DG.22.1_22.2. | 13
DG.O.16.0_20.4. | 13
C16.2 | 12
C18.1.OH | 12
C3.1 | 12
C3.OH | 12
C5.1.DC | 12
C6.1 | 12
Cer.d18.0.20.0. | 12
Cer.d18.0.26.1.OH.. | 12
DG.14.0_14.0. | 12
DG.14.0_18.1. | 12
DG.14.1_20.2. | 12
DG.16.1_18.0. | 12
DG.16.1_20.0. | 12
DG.17.0_17.1. | 12
DG.18.0_20.4. | 12
HexCer.d16.1.20.0. | 12
TG.20.1_32.0. | 12
C14.2 | 11
C14.2.OH | 11
C16.1 | 11
C7.DC | 11
Cer.d18.0.26.1. | 11
DG.18.1_20.3. | 11
DG.18.2_18.4. | 11
DG.18.3_18.3. | 11
DG.O.16.0_18.1. | 11
DG.O.18.2_18.2. | 11
PC.aa.C26.0 | 11
TG.14.0_40.5. | 11
C14.1.OH | 10
C9 | 10
Cer.d18.0.22.0. | 10
DG.18.2_20.0. | 10
DG.18.2_20.4. | 10
TG.14.0_39.3. | 10
C4.1 | 9
Cer.d18.0.18.0. | 9
Cer.d18.1.18.0.OH.. | 9
Cer.d18.1.18.1. | 9
DG.14.1_18.1. | 9
DG.18.1_20.2. | 9
DG.O.14.0_18.2. | 9
Cer.d18.2.14.0. | 8
Cortisone | 8
DG.16.0_20.3. | 8
DG.18.1_20.0. | 8
C3.DC..C4.OH. | 7
Cer.d18.1.14.0. | 7
Cer.d18.2.18.1. | 7
DG.16.0_16.1. | 7
DG.16.1_18.1. | 7
TG.18.2_31.0. | 7
TG.22.3_30.2. | 7
TG.17.1_38.7. | 6
CE.15.1. | 5
Cer.d18.0.24.1. | 5
DG.18.1_18.3. | 5
Hex2Cer.d18.1.26.0. | 5
lysoPC.a.C28.0 | 5
PC.aa.C30.2 | 5
TG.20.1_30.1. | 5
C18.1 | 4
FA.12.0. | 4
FA.20.2. | 4
HexCer.d18.1.18.1. | 4
HexCer.d18.2.20.0. | 4
C14.1 | 3
Cer.d18.1.25.0. | 3
Cer.d18.1.26.0. | 3
DG.17.0_18.1. | 3
DG.18.1_20.1. | 3
DG.18.2_18.3. | 3
HexCer.d18.1.26.0. | 3
HexCer.d18.2.18.0. | 3
PC.aa.C38.1 | 3
SM.C22.3 | 3
Suc | 3
TG.18.1_31.0. | 3
TG.20.2_34.4. | 3
C18.2 | 2
CE.22.0. | 2
CE.22.1. | 2
Cer.d16.1.18.0. | 2
Cer.d16.1.20.0. | 2
Cer.d18.0.24.0. | 2
Cer.d18.1.20.0.OH.. | 2
Cer.d18.2.20.0. | 2
FA.14.0. | 2
FA.20.1. | 2
Hex2Cer.d18.1.26.1. | 2
Hex3Cer.d18.1.26.1. | 2
HexCer.d18.1.14.0. | 2
lysoPC.a.C28.1 | 2
TG.17.1_36.5. | 2
TG.17.1_38.6. | 2
TG.17.2_38.5. | 2
TG.17.2_38.7. | 2
TG.20.2_36.5. | 2
TG.22.0_32.4. | 2
Cer.d18.1.26.1. | 1
Cer.d18.2.18.0. | 1
FA.18.1. | 1
FA.20.3. | 1
Hex2Cer.d18.1.14.0. | 1
Hex3Cer.d18.1.20.0. | 1
HexCer.d16.1.24.0. | 1
HexCer.d18.2.16.0. | 1
PC.aa.C42.6 | 1
PC.ae.C30.1 | 1
PC.ae.C44.3 | 1
Spermidine | 1
TG.16.0_28.2. | 1
TG.16.0_38.7. | 1
TG.16.1_28.0. | 1
TG.16.1_30.1. | 1
TG.16.1_33.1. | 1
TG.17.0_32.1. | 1
TG.17.1_32.1. | 1
TG.17.1_38.5. | 1
TG.17.2_34.3. | 1
TG.17.2_36.4. | 1
TG.17.2_38.6. | 1
TG.18.0_36.5. | 1
TG.18.0_38.6. | 1
TG.18.1_36.5. | 1
TG.18.1_36.6. | 1
TG.18.3_33.2. | 1
TG.18.3_38.6. | 1
TG.20.0_34.1. | 1
TG.20.1_32.1. | 1
TG.20.1_32.3. | 1
TG.20.1_34.0. | 1
TG.20.1_34.3. | 1
TG.20.2_32.0. | 1
TG.20.3_34.0. | 1
TG.20.4_33.2. | 1
TG.20.4_35.3. | 1
TG.20.5_34.0. | 1
TG.22.1_32.5. | 1
TG.22.2_32.4. | 1
TG.22.4_32.2. | 1
TG.22.5_32.1. | 1
TG.22.6_32.0. | 1
TG.22.6_32.1. | 1

## Table S3
Supplementary Table 3: Number of samples out of (12 x 3) where metabolite was measured with > LOD in each laboratory (before normalization).
Laboratory | C0 | C2 | C3 | C3.DC..C4.OH. | C3.OH | C3.1 | C4 | C4.1 | C5 | C5.DC..C6.OH. | C5.M.DC | C5.OH..C3.DC.M. | C5.1 | C5.1.DC | C6..C4.1.DC. | C6.1 | C7.DC | C8 | C9 | C10 | C10.1 | C10.2 | C12 | C12.DC | C12.1 | C14 | C14.1 | C14.1.OH | C14.2 | C14.2.OH | C16 | C16.OH | C16.1 | C16.1.OH | C16.2 | C16.2.OH | C18 | C18.1 | C18.1.OH | C18.2 | Trigonelline | TMAO | Ala | Arg | Asn | Asp | Cys | Gln | Glu | Gly | His | Ile | Leu | Lys | Met | Phe | Pro | Ser | Thr | Trp | Tyr | Val | X1.Met.His | X3.Met.His | X5.AVA | AABA | Ac.Orn | ADMA | alpha.AAA | Anserine | BABA | Betaine | c4.OH.Pro | Carnosine | Cit | Creatinine | Cystine | DOPA | HArg | HCys | Kynurenine | Met.SO | Nitro.Tyr | Orn | PAG | PheAlaBetaine | ProBetaine | Sarcosine | SDMA | t4.OH.Pro | Taurine | TrpBetaine | CA | CDCA | DCA | GCA | GCDCA | GDCA | GLCA | GLCAS | GUDCA | TCA | TCDCA | TDCA | TLCA | TMCA | beta.Ala | Dopamine | GABA | Histamine | PEA | Putrescine | Serotonin | Spermidine | Spermine | AconAcid | DiCA.12.0. | DiCA.14.0. | HipAcid | Lac | OH.GlutAcid | Suc | Cer.d16.1.18.0. | Cer.d16.1.20.0. | Cer.d16.1.22.0. | Cer.d16.1.23.0. | Cer.d16.1.24.0. | Cer.d18.1.14.0. | Cer.d18.1.16.0. | Cer.d18.1.18.0.OH.. | Cer.d18.1.18.0. | Cer.d18.1.18.1. | Cer.d18.1.20.0.OH.. | Cer.d18.1.20.0. | Cer.d18.1.22.0. | Cer.d18.1.23.0. | Cer.d18.1.24.0. | Cer.d18.1.24.1. | Cer.d18.1.25.0. | Cer.d18.1.26.0. | Cer.d18.1.26.1. | Cer.d18.2.14.0. | Cer.d18.2.16.0. | Cer.d18.2.18.0. | Cer.d18.2.18.1. | Cer.d18.2.20.0. | Cer.d18.2.22.0. | Cer.d18.2.23.0. | Cer.d18.2.24.0. | Cer.d18.2.24.1. | CE.14.0. | CE.14.1. | CE.15.0. | CE.15.1. | CE.16.0. | CE.16.1. | CE.17.0. | CE.17.1. | CE.18.0. | CE.18.1. | CE.18.2. | CE.18.3. | CE.20.0. | CE.20.1. | CE.20.3. | CE.20.4. | CE.20.5. | CE.22.0. | CE.22.1. | CE.22.2. | CE.22.5. | CE.22.6. | p.Cresol.SO4 | DG.14.0_14.0. | DG.14.0_18.1. | DG.14.0_18.2. | DG.14.0_20.0. | DG.14.1_18.1. | DG.14.1_20.2. | DG.16.0_16.0. | DG.16.0_16.1. | DG.16.0_18.1. | DG.16.0_18.2. | DG.16.0_20.0. | DG.16.0_20.3. | DG.16.0_20.4. | DG.16.1_18.0. | DG.16.1_18.1. | DG.16.1_18.2. | DG.16.1_20.0. | DG.17.0_17.1. | DG.17.0_18.1. | DG.18.0_20.0. | DG.18.0_20.4. | DG.18.1_18.1. | DG.18.1_18.2. | DG.18.1_18.3. | DG.18.1_18.4. | DG.18.1_20.0. | DG.18.1_20.1. | DG.18.1_20.2. | DG.18.1_20.3. | DG.18.1_20.4. | DG.18.1_22.5. | DG.18.1_22.6. | DG.18.2_18.2. | DG.18.2_18.3. | DG.18.2_18.4. | DG.18.2_20.0. | DG.18.2_20.4. | DG.18.3_18.3. | DG.18.3_20.2. | DG.21.0_22.6. | DG.22.1_22.2. | DG.O.14.0_18.2. | DG.O.16.0_18.1. | DG.O.16.0_20.4. | DG.O.18.2_18.2. | Cer.d18.0.18.0.OH.. | Cer.d18.0.18.0. | Cer.d18.0.20.0. | Cer.d18.0.22.0. | Cer.d18.0.24.0. | Cer.d18.0.24.1. | Cer.d18.0.26.1.OH.. | Cer.d18.0.26.1. | AA | DHA | EPA | FA.12.0. | FA.14.0. | FA.16.0. | FA.18.0. | FA.18.1. | FA.18.2. | FA.20.1. | FA.20.2. | FA.20.3. | lysoPC.a.C14.0 | lysoPC.a.C16.0 | lysoPC.a.C16.1 | lysoPC.a.C17.0 | lysoPC.a.C18.0 | lysoPC.a.C18.1 | lysoPC.a.C18.2 | lysoPC.a.C20.3 | lysoPC.a.C20.4 | lysoPC.a.C24.0 | lysoPC.a.C26.0 | lysoPC.a.C26.1 | lysoPC.a.C28.0 | lysoPC.a.C28.1 | PC.aa.C24.0 | PC.aa.C26.0 | PC.aa.C28.1 | PC.aa.C30.0 | PC.aa.C30.2 | PC.aa.C32.0 | PC.aa.C32.1 | PC.aa.C32.2 | PC.aa.C32.3 | PC.aa.C34.1 | PC.aa.C34.2 | PC.aa.C34.3 | PC.aa.C34.4 | PC.aa.C36.0 | PC.aa.C36.1 | PC.aa.C36.2 | PC.aa.C36.3 | PC.aa.C36.4 | PC.aa.C36.5 | PC.aa.C36.6 | PC.aa.C38.0 | PC.aa.C38.1 | PC.aa.C38.3 | PC.aa.C38.4 | PC.aa.C38.5 | PC.aa.C38.6 | PC.aa.C40.1 | PC.aa.C40.2 | PC.aa.C40.3 | PC.aa.C40.4 | PC.aa.C40.5 | PC.aa.C40.6 | PC.aa.C42.0 | PC.aa.C42.1 | PC.aa.C42.2 | PC.aa.C42.4 | PC.aa.C42.5 | PC.aa.C42.6 | PC.ae.C30.0 | PC.ae.C30.1 | PC.ae.C30.2 | PC.ae.C32.1 | PC.ae.C32.2 | PC.ae.C34.0 | PC.ae.C34.1 | PC.ae.C34.2 | PC.ae.C34.3 | PC.ae.C36.0 | PC.ae.C36.1 | PC.ae.C36.2 | PC.ae.C36.3 | PC.ae.C36.4 | PC.ae.C36.5 | PC.ae.C38.0 | PC.ae.C38.1 | PC.ae.C38.2 | PC.ae.C38.3 | PC.ae.C38.4 | PC.ae.C38.5 | PC.ae.C38.6 | PC.ae.C40.1 | PC.ae.C40.2 | PC.ae.C40.3 | PC.ae.C40.4 | PC.ae.C40.5 | PC.ae.C40.6 | PC.ae.C42.0 | PC.ae.C42.1 | PC.ae.C42.2 | PC.ae.C42.3 | PC.ae.C42.4 | PC.ae.C42.5 | PC.ae.C44.3 | PC.ae.C44.4 | PC.ae.C44.5 | PC.ae.C44.6 | Hex2Cer.d18.1.14.0. | Hex2Cer.d18.1.16.0. | Hex2Cer.d18.1.18.0. | Hex2Cer.d18.1.20.0. | Hex2Cer.d18.1.22.0. | Hex2Cer.d18.1.24.0. | Hex2Cer.d18.1.24.1. | Hex2Cer.d18.1.26.0. | Hex2Cer.d18.1.26.1. | Hex3Cer.d18.1.16.0. | Hex3Cer.d18.1.18.0. | Hex3Cer.d18.1.24.1. | Hex3Cer.d18.1.26.1. | Hex3Cer.d18.1.20.0. | Hex3Cer.d18.1.22.0. | HexCer.d16.1.20.0. | HexCer.d16.1.22.0. | HexCer.d16.1.24.0. | HexCer.d18.1.14.0. | HexCer.d18.1.16.0. | HexCer.d18.1.18.0. | HexCer.d18.1.18.1. | HexCer.d18.1.20.0. | HexCer.d18.1.22.0. | HexCer.d18.1.23.0. | HexCer.d18.1.24.0. | HexCer.d18.1.24.1. | HexCer.d18.1.26.0. | HexCer.d18.1.26.1. | HexCer.d18.2.16.0. | HexCer.d18.2.18.0. | HexCer.d18.2.20.0. | HexCer.d18.2.22.0. | HexCer.d18.2.23.0. | HexCer.d18.2.24.0. | AbsAcid | Cortisol | Cortisone | DHEAS | X3.IAA | X3.IPA | Ind.SO4 | Indole | Hypoxanthine | Xanthine | SM..OH..C14.1 | SM..OH..C16.1 | SM..OH..C22.1 | SM..OH..C22.2 | SM..OH..C24.1 | SM.C16.0 | SM.C16.1 | SM.C18.0 | SM.C18.1 | SM.C20.2 | SM.C22.3 | SM.C24.0 | SM.C24.1 | SM.C26.0 | SM.C26.1 | H1 | TG.14.0_32.2. | TG.14.0_34.0. | TG.14.0_34.1. | TG.14.0_34.2. | TG.14.0_34.3. | TG.14.0_35.1. | TG.14.0_35.2. | TG.14.0_36.1. | TG.14.0_36.2. | TG.14.0_36.3. | TG.14.0_36.4. | TG.14.0_38.4. | TG.14.0_38.5. | TG.14.0_39.3. | TG.14.0_40.5. | TG.16.0_28.1. | TG.16.0_28.2. | TG.16.0_30.2. | TG.16.0_32.0. | TG.16.0_32.1. | TG.16.0_32.2. | TG.16.0_32.3. | TG.16.0_33.1. | TG.16.0_33.2. | TG.16.0_34.0. | TG.16.0_34.1. | TG.16.0_34.2. | TG.16.0_34.3. | TG.16.0_34.4. | TG.16.0_35.1. | TG.16.0_35.2. | TG.16.0_35.3. | TG.16.0_36.2. | TG.16.0_36.3. | TG.16.0_36.4. | TG.16.0_36.5. | TG.16.0_36.6. | TG.16.0_37.3. | TG.16.0_38.1. | TG.16.0_38.2. | TG.16.0_38.3. | TG.16.0_38.4. | TG.16.0_38.5. | TG.16.0_38.6. | TG.16.0_38.7. | TG.16.0_40.6. | TG.16.0_40.7. | TG.16.0_40.8. | TG.16.1_28.0. | TG.16.1_30.1. | TG.16.1_32.0. | TG.16.1_32.1. | TG.16.1_32.2. | TG.16.1_33.1. | TG.16.1_34.0. | TG.16.1_34.1. | TG.16.1_34.2. | TG.16.1_34.3. | TG.16.1_36.1. | TG.16.1_36.2. | TG.16.1_36.3. | TG.16.1_36.4. | TG.16.1_36.5. | TG.16.1_38.3. | TG.16.1_38.4. | TG.16.1_38.5. | TG.17.0_32.1. | TG.17.0_34.1. | TG.17.0_34.2. | TG.17.0_34.3. | TG.17.0_36.3. | TG.17.0_36.4. | TG.17.1_32.1. | TG.17.1_34.1. | TG.17.1_34.2. | TG.17.1_34.3. | TG.17.1_36.3. | TG.17.1_36.4. | TG.17.1_36.5. | TG.17.1_38.5. | TG.17.1_38.6. | TG.17.1_38.7. | TG.17.2_34.2. | TG.17.2_34.3. | TG.17.2_36.2. | TG.17.2_36.3. | TG.17.2_36.4. | TG.17.2_38.5. | TG.17.2_38.6. | TG.17.2_38.7. | TG.18.0_30.0. | TG.18.0_30.1. | TG.18.0_32.0. | TG.18.0_32.1. | TG.18.0_32.2. | TG.18.0_34.2. | TG.18.0_34.3. | TG.18.0_36.1. | TG.18.0_36.2. | TG.18.0_36.3. | TG.18.0_36.4. | TG.18.0_36.5. | TG.18.0_38.6. | TG.18.0_38.7. | TG.18.1_26.0. | TG.18.1_28.1. | TG.18.1_30.0. | TG.18.1_30.1. | TG.18.1_30.2. | TG.18.1_31.0. | TG.18.1_32.0. | TG.18.1_32.1. | TG.18.1_32.2. | TG.18.1_32.3. | TG.18.1_33.0. | TG.18.1_33.1. | TG.18.1_33.2. | TG.18.1_33.3. | TG.18.1_34.1. | TG.18.1_34.2. | TG.18.1_34.3. | TG.18.1_34.4. | TG.18.1_35.2. | TG.18.1_35.3. | TG.18.1_36.0. | TG.18.1_36.1. | TG.18.1_36.2. | TG.18.1_36.3. | TG.18.1_36.4. | TG.18.1_36.5. | TG.18.1_36.6. | TG.18.1_38.5. | TG.18.1_38.6. | TG.18.1_38.7. | TG.18.2_28.0. | TG.18.2_30.0. | TG.18.2_30.1. | TG.18.2_31.0. | TG.18.2_32.0. | TG.18.2_32.1. | TG.18.2_32.2. | TG.18.2_33.0. | TG.18.2_33.1. | TG.18.2_33.2. | TG.18.2_34.0. | TG.18.2_34.1. | TG.18.2_34.2. | TG.18.2_34.3. | TG.18.2_34.4. | TG.18.2_35.1. | TG.18.2_35.2. | TG.18.2_35.3. | TG.18.2_36.0. | TG.18.2_36.1. | TG.18.2_36.2. | TG.18.2_36.3. | TG.18.2_36.4. | TG.18.2_36.5. | TG.18.2_38.4. | TG.18.2_38.5. | TG.18.2_38.6. | TG.18.3_30.0. | TG.18.3_32.0. | TG.18.3_32.1. | TG.18.3_33.2. | TG.18.3_34.0. | TG.18.3_34.1. | TG.18.3_34.2. | TG.18.3_34.3. | TG.18.3_35.2. | TG.18.3_36.1. | TG.18.3_36.2. | TG.18.3_36.3. | TG.18.3_36.4. | TG.18.3_38.5. | TG.18.3_38.6. | TG.20.0_32.3. | TG.20.0_32.4. | TG.20.0_34.1. | TG.20.1_24.3. | TG.20.1_26.1. | TG.20.1_30.1. | TG.20.1_31.0. | TG.20.1_32.0. | TG.20.1_32.1. | TG.20.1_32.2. | TG.20.1_32.3. | TG.20.1_34.0. | TG.20.1_34.1. | TG.20.1_34.2. | TG.20.1_34.3. | TG.20.2_32.0. | TG.20.2_32.1. | TG.20.2_34.1. | TG.20.2_34.2. | TG.20.2_34.3. | TG.20.2_34.4. | TG.20.2_36.5. | TG.20.3_32.0. | TG.20.3_32.1. | TG.20.3_32.2. | TG.20.3_34.0. | TG.20.3_34.1. | TG.20.3_34.2. | TG.20.3_34.3. | TG.20.3_36.3. | TG.20.3_36.4. | TG.20.3_36.5. | TG.20.4_30.0. | TG.20.4_32.0. | TG.20.4_32.1. | TG.20.4_32.2. | TG.20.4_33.2. | TG.20.4_34.0. | TG.20.4_34.1. | TG.20.4_34.2. | TG.20.4_34.3. | TG.20.4_35.3. | TG.20.4_36.2. | TG.20.4_36.3. | TG.20.4_36.4. | TG.20.4_36.5. | TG.20.5_34.0. | TG.20.5_34.1. | TG.20.5_34.2. | TG.20.5_36.2. | TG.20.5_36.3. | TG.22.0_32.4. | TG.22.1_32.5. | TG.22.2_32.4. | TG.22.3_30.2. | TG.22.4_32.0. | TG.22.4_32.2. | TG.22.4_34.2. | TG.22.5_32.0. | TG.22.5_32.1. | TG.22.5_34.1. | TG.22.5_34.2. | TG.22.5_34.3. | TG.22.6_32.0. | TG.22.6_32.1. | TG.22.6_34.1. | TG.22.6_34.2. | TG.22.6_34.3. | Choline
Lab_A | 36 | 36 | 33 | 0 | 3 | 27 | 36 | 0 | 35 | 0 | 0 | 0 | 0 | 11 | 1 | 0 | 2 | 3 | 34 | 19 | 0 | 0 | 18 | 0 | 0 | 1 | 35 | 3 | 0 | 16 | 36 | 0 | 0 | 1 | 0 | 0 | 36 | 26 | 0 | 18 | 36 | 36 | 36 | 36 | 36 | 27 | 36 | 36 | 36 | 36 | 36 | 36 | 36 | 36 | 36 | 36 | 36 | 36 | 36 | 36 | 36 | 36 | 36 | 36 | 36 | 36 | 0 | 36 | 27 | 6 | 24 | 36 | 0 | 0 | 36 | 36 | 36 | 0 | 36 | 36 | 36 | 36 | 0 | 36 | 12 | 28 | 36 | 36 | 36 | 36 | 36 | 30 | 34 | 27 | 36 | 33 | 33 | 33 | 33 | 33 | 34 | 36 | 36 | 36 | 33 | 36 | 36 | 0 | 36 | 0 | 0 | 25 | 18 | 31 | 0 | 36 | 15 | 18 | 36 | 36 | 5 | 17 | 31 | 34 | 33 | 34 | 35 | 35 | 36 | 15 | 36 | 21 | 35 | 36 | 36 | 36 | 36 | 36 | 36 | 34 | 34 | 7 | 36 | 31 | 17 | 35 | 36 | 36 | 36 | 36 | 36 | 36 | 36 | 34 | 36 | 36 | 36 | 36 | 36 | 36 | 36 | 36 | 9 | 36 | 36 | 36 | 36 | 33 | 12 | 9 | 36 | 36 | 36 | 0 | 3 | 2 | 0 | 12 | 0 | 0 | 3 | 36 | 36 | 1 | 5 | 11 | 0 | 3 | 36 | 1 | 0 | 18 | 0 | 0 | 36 | 36 | 34 | 10 | 13 | 36 | 3 | 3 | 9 | 0 | 0 | 36 | 22 | 19 | 24 | 26 | 10 | 0 | 0 | 0 | 0 | 31 | 0 | 0 | 4 | 5 | 2 | 7 | 20 | 36 | 11 | 6 | 36 | 36 | 36 | 0 | 0 | 0 | 0 | 36 | 36 | 33 | 36 | 34 | 36 | 36 | 36 | 36 | 36 | 36 | 36 | 36 | 36 | 36 | 36 | 36 | 25 | 36 | 22 | 0 | 36 | 36 | 0 | 36 | 36 | 36 | 36 | 36 | 36 | 36 | 36 | 36 | 36 | 36 | 36 | 36 | 36 | 36 | 36 | 34 | 36 | 36 | 36 | 36 | 2 | 36 | 36 | 36 | 36 | 36 | 36 | 36 | 36 | 36 | 36 | 36 | 36 | 7 | 36 | 36 | 36 | 36 | 36 | 36 | 36 | 36 | 36 | 36 | 36 | 36 | 36 | 36 | 21 | 36 | 36 | 36 | 36 | 36 | 36 | 36 | 36 | 36 | 36 | 36 | 19 | 36 | 36 | 36 | 36 | 36 | 36 | 36 | 36 | 34 | 35 | 36 | 36 | 36 | 36 | 36 | 36 | 8 | 30 | 36 | 35 | 35 | 29 | 33 | 33 | 0 | 32 | 35 | 36 | 36 | 36 | 3 | 36 | 36 | 36 | 36 | 36 | 35 | 33 | 34 | 15 | 32 | 36 | 35 | 36 | 6 | 30 | 6 | 30 | 36 | 36 | 36 | 20 | 30 | 30 | 36 | 36 | 36 | 36 | 36 | 36 | 36 | 36 | 36 | 36 | 3 | 36 | 36 | 35 | 36 | 36 | 35 | 36 | 36 | 36 | 36 | 36 | 25 | 36 | 36 | 36 | 36 | 32 | 36 | 2 | 0 | 31 | 32 | 36 | 36 | 36 | 36 | 36 | 36 | 36 | 36 | 36 | 36 | 36 | 36 | 36 | 36 | 36 | 36 | 36 | 36 | 36 | 36 | 36 | 36 | 36 | 36 | 36 | 36 | 36 | 36 | 36 | 36 | 36 | 29 | 30 | 36 | 36 | 36 | 36 | 36 | 36 | 36 | 36 | 36 | 36 | 36 | 36 | 36 | 36 | 36 | 36 | 35 | 36 | 36 | 36 | 36 | 36 | 28 | 36 | 36 | 36 | 36 | 36 | 35 | 36 | 36 | 30 | 36 | 34 | 36 | 36 | 36 | 36 | 36 | 21 | 29 | 32 | 36 | 36 | 36 | 36 | 36 | 36 | 36 | 36 | 36 | 36 | 36 | 36 | 30 | 34 | 36 | 36 | 36 | 32 | 36 | 36 | 36 | 36 | 36 | 36 | 36 | 36 | 36 | 36 | 36 | 36 | 36 | 36 | 36 | 36 | 36 | 36 | 36 | 36 | 36 | 36 | 36 | 36 | 36 | 36 | 36 | 19 | 36 | 36 | 36 | 36 | 36 | 36 | 36 | 36 | 36 | 36 | 36 | 36 | 36 | 36 | 36 | 36 | 36 | 36 | 36 | 36 | 36 | 36 | 36 | 36 | 36 | 36 | 36 | 36 | 36 | 36 | 36 | 36 | 36 | 36 | 36 | 36 | 36 | 36 | 36 | 36 | 35 | 0 | 1 | 11 | 0 | 0 | 36 | 36 | 27 | 36 | 36 | 36 | 36 | 34 | 36 | 36 | 36 | 36 | 29 | 35 | 36 | 36 | 36 | 36 | 36 | 36 | 36 | 36 | 36 | 36 | 36 | 36 | 36 | 36 | 36 | 36 | 36 | 36 | 36 | 36 | 36 | 36 | 36 | 36 | 36 | 36 | 36 | 36 | 36 | 26 | 26 | 13 | 26 | 36 | 36 | 36 | 36 | 36 | 36 | 36 | 36 | 36 | 36 | 36 | 36 | 36 | 36
Lab_B | 36 | 36 | 36 | 36 | 19 | 16 | 36 | 0 | 26 | 0 | 0 | 0 | 2 | 0 | 0 | 0 | 0 | 16 | 0 | 2 | 0 | 0 | 3 | 0 | 0 | 0 | 0 | 0 | 0 | 0 | 6 | 0 | 0 | 0 | 0 | 0 | 13 | 29 | 0 | 0 | 36 | 36 | 36 | 36 | 36 | 12 | 36 | 36 | 36 | 36 | 36 | 36 | 36 | 36 | 36 | 36 | 36 | 36 | 36 | 36 | 36 | 36 | 36 | 36 | 6 | 36 | 0 | 36 | 33 | 6 | 11 | 36 | 0 | 0 | 36 | 34 | 36 | 0 | 36 | 36 | 36 | 36 | 0 | 36 | 7 | 0 | 36 | 36 | 36 | 36 | 36 | 31 | 34 | 27 | 36 | 34 | 33 | 36 | 33 | 33 | 34 | 36 | 36 | 36 | 33 | 35 | 36 | 0 | 31 | 0 | 0 | 22 | 18 | 18 | 0 | 32 | 0 | 2 | 36 | 36 | 8 | 6 | 27 | 30 | 31 | 31 | 36 | 28 | 36 | 0 | 36 | 8 | 19 | 36 | 36 | 36 | 36 | 36 | 4 | 34 | 24 | 16 | 35 | 33 | 4 | 20 | 36 | 36 | 36 | 36 | 36 | 36 | 36 | 33 | 36 | 36 | 36 | 36 | 36 | 36 | 36 | 36 | 18 | 36 | 36 | 36 | 36 | 15 | 6 | 13 | 36 | 36 | 36 | 3 | 3 | 3 | 2 | 11 | 0 | 0 | 20 | 36 | 36 | 0 | 4 | 3 | 17 | 26 | 36 | 4 | 0 | 32 | 0 | 0 | 36 | 36 | 34 | 0 | 8 | 36 | 5 | 5 | 3 | 1 | 17 | 36 | 29 | 3 | 18 | 2 | 0 | 3 | 1 | 0 | 0 | 3 | 0 | 0 | 1 | 3 | 8 | 18 | 31 | 31 | 2 | 0 | 36 | 36 | 36 | 0 | 0 | 0 | 0 | 33 | 36 | 31 | 34 | 36 | 36 | 36 | 36 | 36 | 36 | 36 | 36 | 36 | 36 | 36 | 27 | 36 | 14 | 36 | 25 | 4 | 36 | 36 | 32 | 36 | 36 | 36 | 36 | 36 | 36 | 36 | 36 | 36 | 36 | 36 | 36 | 36 | 36 | 36 | 36 | 35 | 36 | 36 | 36 | 36 | 10 | 36 | 36 | 36 | 36 | 36 | 36 | 36 | 36 | 36 | 36 | 36 | 33 | 32 | 36 | 36 | 36 | 36 | 36 | 36 | 36 | 36 | 36 | 36 | 36 | 36 | 36 | 36 | 30 | 36 | 36 | 36 | 36 | 36 | 36 | 36 | 36 | 36 | 36 | 36 | 7 | 36 | 36 | 36 | 36 | 36 | 36 | 36 | 36 | 35 | 34 | 36 | 36 | 36 | 36 | 36 | 36 | 30 | 35 | 36 | 32 | 33 | 12 | 20 | 32 | 0 | 32 | 35 | 27 | 36 | 36 | 34 | 36 | 36 | 36 | 36 | 36 | 32 | 35 | 32 | 29 | 33 | 36 | 36 | 36 | 6 | 30 | 24 | 30 | 36 | 36 | 36 | 10 | 30 | 30 | 36 | 36 | 36 | 36 | 36 | 36 | 36 | 36 | 36 | 36 | 36 | 36 | 36 | 36 | 36 | 36 | 30 | 31 | 36 | 36 | 36 | 23 | 31 | 36 | 36 | 36 | 36 | 35 | 36 | 0 | 0 | 30 | 36 | 36 | 36 | 36 | 36 | 36 | 36 | 36 | 36 | 36 | 36 | 36 | 36 | 36 | 36 | 36 | 36 | 36 | 36 | 36 | 36 | 36 | 36 | 36 | 36 | 36 | 36 | 36 | 36 | 36 | 36 | 36 | 18 | 27 | 36 | 36 | 36 | 31 | 36 | 36 | 36 | 36 | 36 | 36 | 36 | 36 | 36 | 36 | 36 | 36 | 32 | 36 | 36 | 36 | 36 | 36 | 36 | 36 | 36 | 36 | 36 | 36 | 30 | 31 | 33 | 24 | 34 | 34 | 36 | 36 | 36 | 30 | 35 | 19 | 30 | 33 | 36 | 36 | 36 | 36 | 36 | 36 | 36 | 36 | 36 | 36 | 36 | 35 | 30 | 32 | 36 | 36 | 36 | 29 | 36 | 36 | 36 | 36 | 36 | 36 | 36 | 36 | 36 | 36 | 36 | 36 | 36 | 36 | 36 | 36 | 36 | 36 | 36 | 36 | 36 | 36 | 36 | 36 | 36 | 36 | 36 | 3 | 36 | 36 | 36 | 36 | 36 | 36 | 36 | 36 | 36 | 36 | 36 | 36 | 36 | 36 | 36 | 36 | 36 | 36 | 36 | 36 | 36 | 36 | 36 | 36 | 36 | 36 | 33 | 36 | 36 | 36 | 36 | 35 | 36 | 36 | 36 | 36 | 35 | 28 | 36 | 36 | 21 | 0 | 0 | 16 | 0 | 0 | 36 | 35 | 32 | 31 | 36 | 36 | 36 | 29 | 36 | 36 | 36 | 36 | 23 | 27 | 36 | 36 | 36 | 36 | 36 | 36 | 36 | 36 | 36 | 35 | 36 | 36 | 36 | 36 | 36 | 36 | 36 | 36 | 36 | 32 | 36 | 36 | 36 | 33 | 36 | 36 | 36 | 36 | 36 | 35 | 20 | 32 | 25 | 35 | 15 | 36 | 36 | 36 | 36 | 36 | 36 | 36 | 36 | 36 | 36 | 36 | 36
Lab_C | 36 | 36 | 36 | 13 | 0 | 0 | 36 | 27 | 31 | 0 | 0 | 4 | 0 | 0 | 0 | 0 | 0 | 3 | 1 | 15 | 0 | 0 | 11 | 0 | 0 | 0 | 31 | 0 | 0 | 0 | 36 | 0 | 4 | 0 | 0 | 0 | 36 | 30 | 0 | 21 | 36 | 36 | 36 | 36 | 36 | 35 | 36 | 36 | 36 | 36 | 36 | 36 | 36 | 36 | 36 | 36 | 36 | 36 | 36 | 36 | 36 | 36 | 36 | 36 | 15 | 36 | 0 | 36 | 33 | 9 | 29 | 36 | 0 | 0 | 36 | 35 | 36 | 7 | 36 | 36 | 36 | 18 | 0 | 36 | 13 | 0 | 36 | 36 | 36 | 36 | 36 | 30 | 12 | 18 | 36 | 33 | 33 | 33 | 32 | 33 | 33 | 36 | 36 | 36 | 33 | 35 | 36 | 0 | 34 | 0 | 0 | 33 | 18 | 19 | 0 | 33 | 0 | 0 | 36 | 36 | 6 | 6 | 29 | 34 | 30 | 30 | 30 | 5 | 36 | 0 | 36 | 10 | 15 | 34 | 36 | 36 | 36 | 36 | 3 | 1 | 33 | 22 | 35 | 35 | 12 | 31 | 36 | 36 | 36 | 36 | 30 | 19 | 28 | 1 | 36 | 36 | 30 | 34 | 36 | 36 | 36 | 36 | 24 | 10 | 36 | 36 | 36 | 4 | 0 | 9 | 36 | 36 | 36 | 0 | 3 | 4 | 0 | 3 | 0 | 0 | 5 | 35 | 36 | 0 | 27 | 0 | 3 | 9 | 36 | 4 | 1 | 5 | 0 | 3 | 36 | 36 | 29 | 0 | 13 | 31 | 3 | 6 | 2 | 0 | 0 | 36 | 23 | 0 | 3 | 8 | 4 | 0 | 0 | 0 | 0 | 1 | 0 | 0 | 0 | 13 | 3 | 1 | 31 | 30 | 0 | 0 | 36 | 36 | 30 | 0 | 0 | 0 | 0 | 25 | 36 | 0 | 0 | 19 | 36 | 36 | 36 | 36 | 36 | 36 | 36 | 36 | 36 | 36 | 29 | 36 | 13 | 36 | 19 | 0 | 36 | 36 | 24 | 36 | 36 | 36 | 36 | 36 | 36 | 36 | 36 | 36 | 36 | 36 | 36 | 36 | 36 | 36 | 36 | 34 | 36 | 36 | 36 | 36 | 11 | 36 | 36 | 36 | 36 | 36 | 36 | 36 | 36 | 36 | 36 | 36 | 31 | 34 | 36 | 36 | 36 | 36 | 36 | 36 | 36 | 36 | 36 | 36 | 36 | 36 | 36 | 36 | 35 | 36 | 36 | 36 | 36 | 36 | 36 | 36 | 36 | 36 | 36 | 36 | 10 | 36 | 36 | 36 | 36 | 36 | 36 | 36 | 36 | 36 | 33 | 36 | 36 | 36 | 36 | 36 | 36 | 31 | 31 | 36 | 34 | 36 | 23 | 33 | 33 | 0 | 32 | 30 | 28 | 36 | 36 | 36 | 36 | 36 | 36 | 36 | 36 | 34 | 36 | 34 | 31 | 33 | 36 | 36 | 36 | 6 | 30 | 12 | 30 | 36 | 36 | 36 | 0 | 30 | 30 | 36 | 36 | 36 | 36 | 36 | 36 | 36 | 36 | 36 | 36 | 16 | 36 | 36 | 36 | 36 | 36 | 14 | 27 | 35 | 36 | 36 | 16 | 32 | 36 | 36 | 36 | 36 | 34 | 36 | 0 | 0 | 32 | 23 | 31 | 25 | 33 | 36 | 36 | 32 | 36 | 36 | 36 | 36 | 36 | 36 | 34 | 36 | 36 | 36 | 36 | 36 | 36 | 36 | 36 | 36 | 36 | 36 | 36 | 36 | 36 | 36 | 36 | 36 | 36 | 8 | 8 | 22 | 23 | 18 | 10 | 35 | 36 | 36 | 36 | 36 | 36 | 36 | 36 | 36 | 33 | 35 | 36 | 15 | 34 | 36 | 35 | 36 | 36 | 22 | 35 | 36 | 36 | 36 | 36 | 36 | 35 | 31 | 0 | 22 | 11 | 33 | 35 | 33 | 22 | 5 | 23 | 23 | 32 | 35 | 32 | 35 | 36 | 36 | 36 | 36 | 36 | 36 | 36 | 36 | 35 | 30 | 35 | 31 | 30 | 31 | 29 | 36 | 36 | 36 | 36 | 36 | 36 | 36 | 36 | 36 | 36 | 36 | 36 | 36 | 36 | 33 | 36 | 36 | 36 | 36 | 36 | 36 | 36 | 36 | 36 | 36 | 36 | 36 | 8 | 36 | 36 | 36 | 36 | 36 | 36 | 36 | 36 | 36 | 36 | 36 | 36 | 36 | 36 | 36 | 36 | 36 | 36 | 36 | 36 | 36 | 36 | 36 | 33 | 36 | 36 | 35 | 36 | 36 | 36 | 36 | 35 | 36 | 36 | 36 | 36 | 36 | 36 | 36 | 36 | 0 | 0 | 0 | 23 | 0 | 0 | 25 | 35 | 36 | 19 | 36 | 36 | 36 | 35 | 35 | 36 | 36 | 36 | 36 | 33 | 35 | 36 | 21 | 29 | 36 | 36 | 36 | 36 | 36 | 36 | 36 | 36 | 36 | 36 | 36 | 36 | 36 | 36 | 36 | 18 | 36 | 36 | 36 | 35 | 36 | 36 | 36 | 36 | 36 | 25 | 17 | 11 | 2 | 30 | 18 | 36 | 36 | 36 | 36 | 36 | 36 | 36 | 36 | 36 | 36 | 36 | 36
Lab_D | 36 | 36 | 30 | 23 | 0 | 17 | 36 | 25 | 3 | 0 | 0 | 0 | 1 | 2 | 19 | 0 | 0 | 2 | 0 | 9 | 0 | 0 | 16 | 0 | 0 | 0 | 27 | 0 | 0 | 0 | 34 | 0 | 1 | 0 | 0 | 0 | 35 | 23 | 0 | 16 | 36 | 36 | 36 | 36 | 36 | 34 | 36 | 36 | 36 | 36 | 36 | 36 | 36 | 36 | 36 | 36 | 36 | 36 | 36 | 36 | 36 | 36 | 36 | 36 | 25 | 36 | 0 | 36 | 33 | 35 | 33 | 36 | 0 | 4 | 36 | 36 | 36 | 0 | 36 | 36 | 36 | 36 | 0 | 36 | 10 | 33 | 36 | 36 | 36 | 36 | 36 | 30 | 32 | 35 | 36 | 33 | 33 | 33 | 33 | 33 | 33 | 36 | 35 | 36 | 36 | 36 | 36 | 0 | 36 | 0 | 0 | 36 | 18 | 18 | 0 | 36 | 13 | 27 | 36 | 36 | 10 | 6 | 30 | 30 | 32 | 30 | 31 | 29 | 36 | 0 | 36 | 29 | 36 | 36 | 36 | 36 | 36 | 36 | 36 | 35 | 36 | 19 | 35 | 30 | 11 | 36 | 36 | 36 | 36 | 36 | 36 | 36 | 36 | 36 | 36 | 36 | 36 | 36 | 36 | 36 | 36 | 36 | 9 | 36 | 36 | 36 | 36 | 6 | 19 | 11 | 36 | 36 | 36 | 0 | 5 | 0 | 0 | 9 | 0 | 0 | 12 | 36 | 36 | 0 | 10 | 1 | 3 | 35 | 36 | 0 | 0 | 15 | 0 | 2 | 36 | 36 | 2 | 0 | 3 | 36 | 18 | 10 | 3 | 0 | 0 | 36 | 15 | 0 | 3 | 0 | 0 | 0 | 0 | 0 | 0 | 3 | 0 | 0 | 0 | 0 | 0 | 8 | 22 | 22 | 0 | 0 | 36 | 36 | 36 | 0 | 0 | 0 | 0 | 36 | 36 | 36 | 36 | 23 | 36 | 36 | 36 | 36 | 36 | 36 | 36 | 36 | 36 | 36 | 36 | 36 | 36 | 36 | 36 | 25 | 36 | 36 | 34 | 36 | 36 | 36 | 36 | 36 | 36 | 36 | 36 | 36 | 36 | 36 | 36 | 36 | 36 | 36 | 36 | 36 | 36 | 36 | 36 | 36 | 5 | 36 | 36 | 36 | 36 | 36 | 36 | 36 | 36 | 36 | 36 | 33 | 33 | 36 | 36 | 36 | 36 | 36 | 36 | 36 | 36 | 36 | 36 | 36 | 36 | 36 | 36 | 36 | 36 | 36 | 36 | 36 | 36 | 36 | 36 | 36 | 36 | 36 | 36 | 36 | 6 | 36 | 36 | 36 | 36 | 36 | 0 | 36 | 33 | 32 | 36 | 36 | 36 | 36 | 36 | 36 | 36 | 10 | 36 | 36 | 30 | 36 | 33 | 36 | 36 | 0 | 32 | 33 | 36 | 36 | 36 | 33 | 36 | 36 | 36 | 36 | 36 | 36 | 35 | 35 | 11 | 29 | 36 | 36 | 36 | 7 | 32 | 19 | 30 | 36 | 36 | 36 | 0 | 30 | 30 | 36 | 36 | 36 | 36 | 36 | 36 | 36 | 36 | 36 | 36 | 7 | 36 | 36 | 36 | 36 | 36 | 30 | 34 | 36 | 36 | 36 | 31 | 28 | 36 | 36 | 36 | 36 | 35 | 33 | 3 | 0 | 29 | 23 | 30 | 36 | 36 | 36 | 36 | 36 | 36 | 36 | 36 | 36 | 36 | 36 | 36 | 36 | 36 | 36 | 36 | 36 | 36 | 36 | 36 | 36 | 36 | 36 | 36 | 36 | 36 | 36 | 36 | 36 | 36 | 26 | 31 | 36 | 36 | 36 | 36 | 36 | 36 | 36 | 36 | 36 | 36 | 36 | 36 | 36 | 36 | 36 | 36 | 35 | 36 | 36 | 36 | 36 | 36 | 36 | 36 | 36 | 36 | 36 | 36 | 36 | 36 | 36 | 33 | 36 | 36 | 36 | 36 | 36 | 36 | 36 | 30 | 30 | 30 | 36 | 36 | 36 | 36 | 36 | 36 | 36 | 36 | 36 | 36 | 36 | 36 | 30 | 30 | 36 | 36 | 35 | 36 | 36 | 36 | 36 | 36 | 36 | 36 | 36 | 36 | 36 | 36 | 36 | 36 | 36 | 36 | 36 | 36 | 36 | 36 | 36 | 36 | 36 | 36 | 36 | 36 | 36 | 36 | 36 | 36 | 36 | 36 | 36 | 36 | 36 | 36 | 36 | 36 | 36 | 36 | 36 | 36 | 36 | 36 | 36 | 36 | 36 | 36 | 31 | 31 | 36 | 36 | 36 | 36 | 36 | 36 | 36 | 36 | 36 | 36 | 36 | 36 | 36 | 36 | 36 | 36 | 36 | 36 | 36 | 36 | 34 | 0 | 3 | 12 | 3 | 0 | 36 | 36 | 30 | 36 | 36 | 36 | 36 | 31 | 36 | 36 | 36 | 36 | 15 | 36 | 36 | 36 | 36 | 36 | 36 | 36 | 36 | 36 | 36 | 36 | 36 | 36 | 36 | 36 | 36 | 36 | 36 | 36 | 36 | 27 | 36 | 36 | 36 | 32 | 36 | 36 | 36 | 36 | 36 | 32 | 35 | 14 | 3 | 36 | 19 | 36 | 36 | 36 | 36 | 36 | 36 | 36 | 36 | 36 | 36 | 36 | 36
Lab_E | 36 | 36 | 36 | 36 | 0 | 1 | 36 | 2 | 35 | 0 | 1 | 5 | 0 | 0 | 13 | 0 | 0 | 8 | 7 | 4 | 0 | 0 | 6 | 0 | 0 | 7 | 36 | 8 | 3 | 5 | 36 | 4 | 6 | 0 | 0 | 6 | 19 | 31 | 1 | 33 | 36 | 36 | 36 | 36 | 36 | 36 | 36 | 36 | 36 | 36 | 36 | 36 | 36 | 36 | 36 | 36 | 36 | 36 | 36 | 36 | 36 | 36 | 36 | 36 | 36 | 36 | 26 | 36 | 36 | 17 | 36 | 36 | 36 | 6 | 36 | 36 | 36 | 1 | 36 | 36 | 36 | 36 | 5 | 36 | 6 | 3 | 36 | 36 | 36 | 36 | 36 | 28 | 36 | 33 | 36 | 36 | 33 | 33 | 33 | 30 | 33 | 35 | 36 | 36 | 33 | 33 | 36 | 0 | 36 | 0 | 0 | 35 | 23 | 27 | 0 | 36 | 18 | 15 | 36 | 36 | 2 | 6 | 30 | 34 | 35 | 32 | 32 | 30 | 36 | 1 | 36 | 25 | 36 | 36 | 36 | 36 | 36 | 36 | 36 | 27 | 33 | 23 | 36 | 36 | 32 | 36 | 36 | 36 | 36 | 36 | 36 | 35 | 36 | 36 | 36 | 36 | 35 | 36 | 36 | 36 | 36 | 36 | 36 | 32 | 36 | 36 | 36 | 19 | 33 | 36 | 36 | 36 | 36 | 2 | 5 | 3 | 0 | 4 | 0 | 0 | 12 | 32 | 36 | 0 | 3 | 0 | 5 | 7 | 29 | 1 | 0 | 13 | 0 | 0 | 36 | 36 | 36 | 0 | 0 | 31 | 3 | 15 | 0 | 0 | 4 | 36 | 31 | 2 | 6 | 3 | 1 | 0 | 0 | 0 | 0 | 1 | 0 | 5 | 0 | 8 | 1 | 27 | 32 | 35 | 0 | 1 | 36 | 36 | 36 | 0 | 0 | 0 | 0 | 36 | 36 | 36 | 36 | 36 | 36 | 36 | 36 | 36 | 36 | 36 | 36 | 36 | 36 | 36 | 36 | 36 | 28 | 36 | 28 | 0 | 36 | 36 | 0 | 36 | 36 | 36 | 36 | 36 | 36 | 36 | 36 | 36 | 36 | 36 | 36 | 36 | 36 | 36 | 36 | 0 | 36 | 36 | 36 | 36 | 4 | 36 | 36 | 36 | 36 | 36 | 36 | 36 | 36 | 36 | 36 | 36 | 33 | 36 | 36 | 36 | 36 | 36 | 36 | 36 | 36 | 36 | 36 | 36 | 36 | 36 | 36 | 36 | 36 | 36 | 36 | 36 | 36 | 36 | 36 | 36 | 36 | 36 | 36 | 36 | 21 | 36 | 36 | 36 | 36 | 36 | 36 | 36 | 36 | 36 | 36 | 36 | 36 | 36 | 36 | 36 | 36 | 35 | 36 | 36 | 36 | 36 | 36 | 36 | 30 | 31 | 31 | 35 | 30 | 36 | 36 | 34 | 36 | 36 | 36 | 36 | 36 | 36 | 36 | 36 | 30 | 36 | 36 | 36 | 36 | 19 | 30 | 0 | 30 | 36 | 36 | 36 | 0 | 30 | 30 | 36 | 36 | 36 | 36 | 36 | 36 | 36 | 36 | 36 | 36 | 0 | 36 | 36 | 36 | 36 | 36 | 15 | 15 | 31 | 36 | 36 | 14 | 16 | 33 | 36 | 36 | 36 | 36 | 36 | 0 | 34 | 16 | 3 | 29 | 36 | 30 | 36 | 36 | 22 | 26 | 36 | 36 | 36 | 36 | 36 | 36 | 36 | 36 | 36 | 36 | 36 | 36 | 36 | 36 | 36 | 36 | 36 | 36 | 36 | 36 | 36 | 36 | 36 | 36 | 7 | 8 | 17 | 18 | 19 | 6 | 33 | 36 | 36 | 36 | 36 | 36 | 36 | 36 | 36 | 36 | 36 | 36 | 5 | 36 | 36 | 36 | 36 | 36 | 0 | 36 | 36 | 15 | 36 | 36 | 0 | 36 | 21 | 36 | 36 | 36 | 36 | 36 | 18 | 35 | 34 | 33 | 25 | 27 | 36 | 32 | 36 | 36 | 36 | 36 | 36 | 36 | 36 | 11 | 0 | 36 | 31 | 25 | 31 | 31 | 30 | 4 | 36 | 36 | 36 | 36 | 34 | 36 | 36 | 36 | 36 | 36 | 36 | 36 | 36 | 36 | 36 | 36 | 36 | 36 | 36 | 13 | 0 | 36 | 36 | 36 | 32 | 36 | 27 | 27 | 36 | 36 | 36 | 36 | 36 | 36 | 36 | 36 | 36 | 36 | 36 | 36 | 36 | 36 | 36 | 36 | 36 | 36 | 36 | 36 | 36 | 36 | 36 | 22 | 36 | 30 | 36 | 36 | 36 | 36 | 36 | 36 | 36 | 36 | 36 | 36 | 36 | 36 | 36 | 36 | 36 | 0 | 0 | 12 | 0 | 0 | 0 | 36 | 18 | 17 | 36 | 36 | 36 | 26 | 28 | 36 | 36 | 36 | 36 | 0 | 36 | 30 | 36 | 36 | 36 | 36 | 36 | 36 | 36 | 36 | 36 | 36 | 36 | 36 | 36 | 36 | 36 | 36 | 36 | 36 | 36 | 36 | 36 | 32 | 36 | 36 | 36 | 36 | 36 | 14 | 19 | 26 | 1 | 36 | 21 | 36 | 32 | 15 | 36 | 36 | 36 | 6 | 3 | 36 | 36 | 36 | 36
Lab_F | 36 | 36 | 36 | 29 | 15 | 3 | 36 | 0 | 33 | 0 | 0 | 0 | 0 | 0 | 0 | 0 | 0 | 1 | 1 | 8 | 0 | 0 | 3 | 0 | 0 | 0 | 20 | 0 | 0 | 0 | 31 | 0 | 1 | 0 | 0 | 0 | 30 | 30 | 0 | 11 | 36 | 36 | 36 | 36 | 36 | 36 | 36 | 36 | 36 | 36 | 36 | 36 | 36 | 36 | 36 | 36 | 36 | 36 | 36 | 36 | 36 | 36 | 36 | 36 | 12 | 36 | 0 | 36 | 34 | 6 | 35 | 36 | 9 | 0 | 36 | 36 | 36 | 0 | 36 | 36 | 36 | 35 | 36 | 36 | 11 | 3 | 36 | 36 | 36 | 36 | 36 | 30 | 12 | 36 | 36 | 36 | 33 | 33 | 32 | 33 | 33 | 24 | 36 | 35 | 20 | 32 | 36 | 0 | 36 | 6 | 0 | 6 | 36 | 0 | 0 | 36 | 12 | 6 | 36 | 36 | 20 | 6 | 28 | 18 | 31 | 30 | 30 | 5 | 36 | 0 | 35 | 4 | 7 | 36 | 36 | 36 | 36 | 36 | 20 | 7 | 35 | 0 | 31 | 26 | 2 | 18 | 35 | 36 | 36 | 36 | 36 | 29 | 36 | 0 | 36 | 36 | 36 | 36 | 36 | 36 | 36 | 36 | 9 | 12 | 36 | 36 | 36 | 8 | 15 | 9 | 36 | 36 | 36 | 0 | 0 | 0 | 4 | 8 | 0 | 0 | 10 | 35 | 36 | 0 | 1 | 0 | 4 | 11 | 31 | 0 | 0 | 6 | 3 | 0 | 36 | 36 | 0 | 0 | 0 | 34 | 3 | 1 | 0 | 0 | 4 | 36 | 21 | 0 | 1 | 1 | 1 | 0 | 0 | 0 | 0 | 0 | 0 | 0 | 0 | 0 | 0 | 0 | 12 | 5 | 0 | 0 | 36 | 36 | 36 | 1 | 1 | 0 | 0 | 31 | 36 | 3 | 2 | 21 | 36 | 36 | 36 | 36 | 36 | 36 | 36 | 36 | 36 | 36 | 7 | 31 | 19 | 36 | 8 | 0 | 36 | 36 | 16 | 36 | 36 | 36 | 36 | 36 | 36 | 36 | 36 | 36 | 36 | 36 | 36 | 36 | 36 | 36 | 36 | 34 | 36 | 36 | 36 | 36 | 10 | 36 | 36 | 36 | 36 | 36 | 36 | 36 | 36 | 36 | 36 | 36 | 30 | 6 | 36 | 36 | 36 | 36 | 36 | 36 | 36 | 36 | 36 | 36 | 36 | 36 | 36 | 36 | 35 | 36 | 36 | 36 | 36 | 36 | 36 | 36 | 36 | 36 | 36 | 36 | 21 | 36 | 36 | 36 | 36 | 36 | 36 | 36 | 36 | 36 | 34 | 36 | 36 | 33 | 34 | 36 | 36 | 10 | 34 | 36 | 34 | 36 | 13 | 12 | 30 | 0 | 30 | 35 | 30 | 36 | 34 | 15 | 36 | 36 | 36 | 36 | 36 | 12 | 35 | 31 | 12 | 28 | 33 | 33 | 35 | 0 | 35 | 12 | 30 | 36 | 36 | 36 | 0 | 30 | 30 | 36 | 36 | 36 | 36 | 36 | 36 | 36 | 36 | 36 | 36 | 11 | 36 | 36 | 36 | 36 | 36 | 19 | 35 | 33 | 36 | 36 | 24 | 16 | 34 | 36 | 36 | 36 | 22 | 30 | 1 | 0 | 21 | 15 | 29 | 36 | 36 | 36 | 35 | 36 | 36 | 36 | 36 | 36 | 36 | 36 | 36 | 36 | 36 | 36 | 36 | 36 | 36 | 28 | 35 | 36 | 36 | 36 | 36 | 36 | 36 | 30 | 36 | 36 | 36 | 10 | 16 | 33 | 33 | 34 | 24 | 33 | 36 | 36 | 36 | 36 | 36 | 36 | 36 | 36 | 36 | 36 | 36 | 16 | 34 | 36 | 26 | 36 | 35 | 20 | 36 | 36 | 32 | 36 | 26 | 31 | 23 | 29 | 3 | 30 | 7 | 31 | 18 | 35 | 14 | 12 | 20 | 12 | 26 | 14 | 32 | 33 | 36 | 36 | 35 | 36 | 36 | 36 | 36 | 35 | 30 | 24 | 22 | 36 | 31 | 32 | 9 | 36 | 36 | 36 | 36 | 33 | 36 | 36 | 36 | 36 | 36 | 36 | 36 | 36 | 36 | 32 | 36 | 36 | 36 | 36 | 36 | 35 | 36 | 36 | 36 | 30 | 36 | 32 | 2 | 36 | 36 | 36 | 36 | 36 | 36 | 36 | 36 | 36 | 36 | 36 | 36 | 36 | 34 | 36 | 36 | 36 | 36 | 36 | 34 | 36 | 36 | 35 | 30 | 36 | 36 | 13 | 36 | 36 | 36 | 36 | 36 | 36 | 36 | 36 | 35 | 32 | 10 | 34 | 19 | 24 | 0 | 0 | 8 | 0 | 0 | 25 | 21 | 36 | 19 | 36 | 36 | 18 | 16 | 36 | 36 | 35 | 27 | 6 | 22 | 35 | 36 | 34 | 26 | 36 | 36 | 35 | 36 | 36 | 28 | 34 | 36 | 36 | 36 | 14 | 36 | 36 | 36 | 36 | 26 | 36 | 36 | 36 | 23 | 33 | 36 | 36 | 36 | 36 | 29 | 21 | 7 | 25 | 30 | 12 | 28 | 31 | 36 | 36 | 36 | 28 | 36 | 36 | 36 | 36 | 35 | 36
Lab_G | 36 | 36 | 36 | 27 | 2 | 3 | 36 | 0 | 33 | 2 | 0 | 7 | 6 | 0 | 34 | 0 | 1 | 28 | 35 | 36 | 0 | 1 | 34 | 0 | 0 | 36 | 36 | 34 | 28 | 9 | 36 | 31 | 36 | 0 | 0 | 0 | 36 | 30 | 35 | 30 | 36 | 36 | 36 | 36 | 36 | 36 | 36 | 36 | 36 | 36 | 36 | 36 | 36 | 36 | 36 | 36 | 36 | 36 | 36 | 36 | 36 | 36 | 36 | 36 | 24 | 36 | 0 | 36 | 33 | 9 | 33 | 36 | 0 | 6 | 36 | 33 | 36 | 0 | 36 | 36 | 36 | 20 | 0 | 36 | 36 | 30 | 36 | 36 | 36 | 36 | 36 | 35 | 33 | 15 | 25 | 33 | 33 | 33 | 33 | 33 | 33 | 36 | 36 | 36 | 32 | 26 | 36 | 7 | 36 | 4 | 0 | 36 | 22 | 19 | 0 | 36 | 0 | 0 | 36 | 36 | 6 | 8 | 31 | 31 | 30 | 30 | 34 | 33 | 36 | 21 | 36 | 30 | 17 | 36 | 36 | 36 | 36 | 36 | 36 | 36 | 35 | 7 | 36 | 35 | 13 | 31 | 36 | 36 | 36 | 36 | 36 | 34 | 36 | 36 | 36 | 36 | 36 | 36 | 36 | 36 | 36 | 36 | 29 | 36 | 36 | 36 | 36 | 0 | 25 | 35 | 36 | 36 | 36 | 21 | 0 | 0 | 19 | 23 | 16 | 0 | 3 | 36 | 36 | 0 | 9 | 0 | 0 | 35 | 36 | 20 | 18 | 36 | 0 | 0 | 36 | 36 | 31 | 0 | 36 | 35 | 27 | 32 | 1 | 6 | 8 | 36 | 30 | 1 | 17 | 0 | 21 | 1 | 19 | 0 | 0 | 15 | 0 | 0 | 4 | 36 | 0 | 31 | 36 | 36 | 0 | 0 | 32 | 36 | 31 | 0 | 0 | 0 | 0 | 30 | 36 | 0 | 16 | 8 | 36 | 36 | 36 | 36 | 36 | 36 | 36 | 36 | 36 | 36 | 36 | 36 | 33 | 36 | 36 | 11 | 36 | 36 | 0 | 36 | 36 | 36 | 36 | 36 | 36 | 36 | 36 | 36 | 36 | 36 | 36 | 36 | 36 | 36 | 36 | 0 | 36 | 36 | 36 | 36 | 2 | 36 | 36 | 36 | 36 | 36 | 36 | 36 | 36 | 36 | 36 | 36 | 35 | 36 | 36 | 36 | 36 | 36 | 36 | 36 | 36 | 36 | 36 | 36 | 36 | 36 | 36 | 36 | 36 | 36 | 36 | 36 | 36 | 36 | 36 | 36 | 36 | 36 | 36 | 36 | 21 | 36 | 36 | 36 | 36 | 36 | 36 | 36 | 36 | 33 | 36 | 36 | 36 | 36 | 36 | 36 | 36 | 19 | 15 | 36 | 35 | 36 | 34 | 31 | 36 | 1 | 34 | 35 | 13 | 36 | 35 | 34 | 36 | 36 | 36 | 36 | 36 | 34 | 28 | 34 | 24 | 2 | 34 | 36 | 36 | 1 | 30 | 18 | 30 | 36 | 36 | 36 | 0 | 30 | 30 | 36 | 36 | 36 | 36 | 36 | 36 | 36 | 36 | 36 | 36 | 0 | 36 | 36 | 36 | 36 | 36 | 36 | 35 | 36 | 36 | 34 | 17 | 23 | 36 | 36 | 36 | 36 | 35 | 36 | 0 | 17 | 36 | 36 | 36 | 36 | 36 | 36 | 36 | 36 | 36 | 36 | 36 | 36 | 36 | 36 | 36 | 36 | 36 | 36 | 36 | 36 | 36 | 36 | 36 | 36 | 36 | 36 | 36 | 36 | 36 | 36 | 36 | 36 | 36 | 22 | 34 | 36 | 36 | 36 | 36 | 36 | 36 | 36 | 36 | 36 | 36 | 36 | 36 | 36 | 36 | 36 | 36 | 34 | 36 | 36 | 36 | 36 | 36 | 36 | 36 | 36 | 36 | 36 | 36 | 36 | 36 | 36 | 35 | 36 | 36 | 36 | 36 | 36 | 36 | 36 | 36 | 32 | 36 | 36 | 36 | 36 | 36 | 36 | 36 | 36 | 36 | 36 | 36 | 36 | 36 | 36 | 36 | 36 | 36 | 36 | 36 | 36 | 36 | 36 | 36 | 36 | 36 | 36 | 36 | 36 | 36 | 36 | 36 | 36 | 36 | 36 | 36 | 36 | 36 | 36 | 36 | 36 | 36 | 36 | 36 | 36 | 36 | 36 | 36 | 36 | 36 | 36 | 36 | 36 | 36 | 36 | 36 | 36 | 36 | 36 | 36 | 36 | 36 | 36 | 36 | 36 | 36 | 36 | 36 | 36 | 36 | 36 | 36 | 36 | 36 | 36 | 36 | 36 | 36 | 36 | 36 | 36 | 36 | 36 | 36 | 36 | 36 | 36 | 36 | 36 | 0 | 0 | 13 | 0 | 28 | 30 | 27 | 36 | 35 | 36 | 36 | 25 | 36 | 36 | 36 | 36 | 36 | 34 | 36 | 36 | 36 | 36 | 36 | 36 | 36 | 36 | 36 | 36 | 36 | 36 | 36 | 36 | 36 | 36 | 36 | 36 | 36 | 36 | 36 | 36 | 36 | 36 | 36 | 36 | 36 | 36 | 36 | 36 | 36 | 20 | 33 | 8 | 36 | 12 | 36 | 36 | 36 | 36 | 36 | 36 | 36 | 36 | 36 | 36 | 36 | 36
Lab_H | 36 | 36 | 34 | 0 | 0 | 0 | 12 | 0 | 0 | 0 | 0 | 0 | 0 | 0 | 2 | 0 | 0 | 2 | 0 | 12 | 0 | 0 | 0 | 0 | 24 | 0 | 0 | 0 | 0 | 0 | 0 | 0 | 0 | 0 | 0 | 0 | 1 | 12 | 0 | 0 | 12 | 36 | 36 | 36 | 36 | 36 | 36 | 36 | 36 | 36 | 36 | 36 | 36 | 36 | 36 | 36 | 36 | 36 | 36 | 36 | 36 | 36 | 36 | 36 | 6 | 36 | 0 | 36 | 36 | 6 | 27 | 36 | 0 | 6 | 36 | 36 | 30 | 0 | 36 | 36 | 36 | 33 | 0 | 36 | 30 | 3 | 36 | 36 | 36 | 36 | 35 | 31 | 18 | 7 | 36 | 34 | 36 | 33 | 31 | 34 | 33 | 36 | 36 | 36 | 33 | 7 | 36 | 0 | 36 | 0 | 0 | 34 | 18 | 8 | 0 | 36 | 0 | 0 | 36 | 36 | 6 | 6 | 26 | 23 | 34 | 30 | 30 | 5 | 36 | 0 | 36 | 10 | 2 | 35 | 36 | 36 | 36 | 36 | 34 | 31 | 12 | 2 | 36 | 31 | 1 | 22 | 36 | 36 | 36 | 36 | 36 | 36 | 36 | 0 | 36 | 36 | 36 | 36 | 36 | 36 | 36 | 36 | 9 | 26 | 36 | 36 | 36 | 36 | 0 | 8 | 36 | 36 | 36 | 0 | 3 | 0 | 0 | 3 | 17 | 0 | 4 | 34 | 32 | 0 | 5 | 0 | 3 | 16 | 25 | 0 | 0 | 36 | 0 | 0 | 36 | 36 | 5 | 0 | 7 | 1 | 0 | 10 | 0 | 5 | 6 | 36 | 5 | 0 | 12 | 20 | 0 | 0 | 0 | 0 | 0 | 19 | 0 | 0 | 3 | 1 | 3 | 0 | 34 | 34 | 0 | 0 | 22 | 36 | 27 | 2 | 2 | 0 | 0 | 26 | 36 | 3 | 24 | 3 | 36 | 36 | 36 | 36 | 36 | 36 | 36 | 36 | 36 | 36 | 35 | 28 | 36 | 29 | 34 | 0 | 36 | 36 | 1 | 36 | 36 | 36 | 36 | 36 | 36 | 36 | 36 | 35 | 36 | 36 | 36 | 36 | 36 | 36 | 36 | 31 | 36 | 36 | 36 | 36 | 9 | 36 | 36 | 36 | 36 | 36 | 36 | 36 | 36 | 36 | 36 | 36 | 33 | 13 | 36 | 36 | 36 | 36 | 36 | 36 | 36 | 36 | 36 | 36 | 36 | 36 | 36 | 36 | 35 | 36 | 36 | 36 | 36 | 36 | 36 | 36 | 36 | 36 | 36 | 36 | 24 | 36 | 36 | 36 | 36 | 36 | 36 | 36 | 36 | 36 | 33 | 36 | 36 | 35 | 35 | 35 | 34 | 3 | 22 | 35 | 27 | 34 | 8 | 13 | 22 | 0 | 34 | 28 | 0 | 36 | 36 | 1 | 29 | 36 | 36 | 36 | 36 | 3 | 35 | 13 | 4 | 1 | 34 | 30 | 34 | 2 | 31 | 5 | 30 | 36 | 36 | 36 | 0 | 30 | 30 | 36 | 36 | 36 | 36 | 36 | 36 | 36 | 36 | 36 | 36 | 5 | 36 | 36 | 34 | 35 | 36 | 33 | 34 | 36 | 36 | 36 | 27 | 21 | 36 | 36 | 36 | 36 | 35 | 31 | 14 | 0 | 30 | 19 | 36 | 36 | 36 | 36 | 36 | 36 | 36 | 36 | 36 | 36 | 36 | 36 | 36 | 36 | 36 | 36 | 36 | 36 | 36 | 36 | 34 | 36 | 36 | 36 | 36 | 36 | 36 | 36 | 36 | 36 | 36 | 28 | 31 | 36 | 36 | 36 | 36 | 36 | 36 | 36 | 36 | 36 | 36 | 36 | 36 | 36 | 36 | 36 | 36 | 31 | 36 | 36 | 35 | 36 | 36 | 36 | 36 | 36 | 36 | 36 | 36 | 17 | 36 | 7 | 6 | 35 | 14 | 36 | 33 | 35 | 28 | 26 | 31 | 36 | 31 | 36 | 36 | 36 | 36 | 36 | 36 | 36 | 36 | 36 | 36 | 36 | 35 | 31 | 33 | 36 | 36 | 31 | 30 | 36 | 36 | 36 | 36 | 36 | 36 | 36 | 36 | 36 | 36 | 36 | 36 | 36 | 36 | 36 | 36 | 36 | 36 | 36 | 36 | 36 | 36 | 36 | 36 | 36 | 36 | 36 | 18 | 36 | 36 | 36 | 36 | 36 | 36 | 36 | 36 | 36 | 36 | 36 | 36 | 36 | 36 | 36 | 36 | 36 | 36 | 36 | 36 | 36 | 36 | 36 | 35 | 36 | 36 | 19 | 36 | 36 | 36 | 36 | 36 | 36 | 36 | 36 | 36 | 32 | 28 | 35 | 35 | 36 | 0 | 0 | 10 | 0 | 0 | 36 | 35 | 13 | 25 | 36 | 36 | 28 | 7 | 36 | 36 | 36 | 31 | 9 | 25 | 34 | 36 | 16 | 32 | 36 | 36 | 32 | 36 | 36 | 36 | 32 | 36 | 36 | 36 | 36 | 36 | 36 | 36 | 36 | 5 | 36 | 36 | 36 | 36 | 36 | 36 | 36 | 36 | 36 | 20 | 21 | 11 | 0 | 36 | 8 | 36 | 36 | 36 | 36 | 36 | 36 | 36 | 36 | 36 | 36 | 36 | 36
Lab_I | 36 | 36 | 36 | 22 | 8 | 5 | 35 | 30 | 36 | 0 | 0 | 4 | 0 | 0 | 0 | 0 | 2 | 3 | 0 | 23 | 0 | 0 | 2 | 0 | 4 | 1 | 27 | 0 | 0 | 0 | 26 | 0 | 0 | 0 | 0 | 0 | 13 | 30 | 0 | 28 | 23 | 36 | 36 | 36 | 36 | 36 | 36 | 36 | 36 | 36 | 36 | 36 | 36 | 36 | 36 | 36 | 36 | 36 | 36 | 36 | 36 | 36 | 36 | 36 | 8 | 36 | 0 | 36 | 35 | 23 | 36 | 36 | 0 | 0 | 36 | 36 | 36 | 0 | 36 | 36 | 36 | 36 | 0 | 36 | 6 | 3 | 36 | 36 | 36 | 36 | 36 | 30 | 30 | 17 | 36 | 33 | 33 | 35 | 33 | 34 | 34 | 32 | 36 | 36 | 29 | 27 | 36 | 0 | 28 | 0 | 0 | 20 | 36 | 9 | 0 | 36 | 5 | 1 | 36 | 36 | 5 | 0 | 29 | 29 | 30 | 30 | 31 | 15 | 36 | 5 | 36 | 1 | 24 | 36 | 36 | 36 | 36 | 36 | 36 | 34 | 33 | 3 | 30 | 30 | 3 | 33 | 36 | 36 | 36 | 36 | 36 | 36 | 36 | 33 | 36 | 36 | 36 | 36 | 36 | 36 | 36 | 36 | 34 | 36 | 36 | 36 | 36 | 31 | 34 | 15 | 36 | 36 | 36 | 18 | 12 | 3 | 0 | 7 | 0 | 0 | 21 | 36 | 36 | 14 | 8 | 0 | 6 | 34 | 36 | 4 | 0 | 21 | 0 | 0 | 36 | 36 | 25 | 0 | 14 | 35 | 3 | 4 | 3 | 2 | 2 | 36 | 11 | 1 | 6 | 16 | 14 | 0 | 0 | 0 | 0 | 3 | 0 | 0 | 1 | 0 | 0 | 27 | 36 | 30 | 3 | 0 | 36 | 36 | 35 | 0 | 0 | 0 | 0 | 34 | 36 | 1 | 12 | 7 | 36 | 36 | 36 | 36 | 36 | 36 | 36 | 36 | 36 | 36 | 36 | 36 | 36 | 36 | 36 | 36 | 36 | 36 | 36 | 36 | 36 | 36 | 36 | 36 | 36 | 36 | 36 | 36 | 36 | 36 | 36 | 36 | 36 | 36 | 36 | 36 | 36 | 36 | 36 | 36 | 0 | 36 | 36 | 36 | 36 | 36 | 36 | 36 | 36 | 36 | 36 | 34 | 32 | 36 | 36 | 36 | 36 | 36 | 36 | 36 | 36 | 36 | 36 | 36 | 36 | 36 | 36 | 36 | 36 | 36 | 36 | 36 | 36 | 36 | 36 | 36 | 36 | 36 | 36 | 36 | 8 | 36 | 36 | 36 | 36 | 36 | 36 | 36 | 36 | 36 | 34 | 36 | 36 | 36 | 36 | 36 | 36 | 29 | 27 | 36 | 35 | 30 | 27 | 33 | 33 | 0 | 30 | 33 | 21 | 36 | 36 | 30 | 36 | 36 | 36 | 36 | 36 | 36 | 29 | 33 | 33 | 28 | 36 | 35 | 36 | 5 | 30 | 10 | 31 | 36 | 36 | 36 | 36 | 30 | 27 | 36 | 36 | 36 | 36 | 36 | 36 | 36 | 36 | 36 | 36 | 21 | 36 | 36 | 36 | 35 | 36 | 32 | 35 | 36 | 36 | 36 | 33 | 35 | 36 | 36 | 36 | 36 | 36 | 36 | 7 | 0 | 36 | 36 | 36 | 36 | 36 | 36 | 36 | 36 | 36 | 36 | 36 | 36 | 36 | 36 | 36 | 36 | 36 | 36 | 36 | 36 | 36 | 36 | 34 | 36 | 36 | 36 | 36 | 36 | 36 | 36 | 36 | 36 | 36 | 28 | 31 | 36 | 36 | 36 | 36 | 36 | 36 | 36 | 36 | 36 | 36 | 36 | 36 | 36 | 36 | 36 | 36 | 35 | 36 | 36 | 36 | 36 | 36 | 36 | 36 | 36 | 36 | 36 | 36 | 8 | 36 | 36 | 0 | 33 | 35 | 36 | 34 | 36 | 35 | 29 | 15 | 29 | 31 | 35 | 36 | 36 | 36 | 36 | 36 | 36 | 36 | 36 | 36 | 36 | 36 | 34 | 36 | 36 | 36 | 36 | 28 | 36 | 36 | 36 | 36 | 36 | 36 | 36 | 36 | 36 | 36 | 36 | 36 | 36 | 36 | 31 | 36 | 36 | 36 | 36 | 36 | 36 | 36 | 36 | 36 | 36 | 36 | 36 | 3 | 36 | 36 | 36 | 36 | 36 | 36 | 36 | 36 | 36 | 36 | 36 | 36 | 36 | 36 | 36 | 36 | 36 | 36 | 36 | 36 | 36 | 36 | 36 | 36 | 36 | 36 | 36 | 36 | 36 | 36 | 36 | 36 | 36 | 36 | 36 | 36 | 36 | 36 | 36 | 36 | 35 | 0 | 0 | 20 | 1 | 0 | 35 | 36 | 36 | 33 | 36 | 36 | 36 | 13 | 36 | 36 | 36 | 36 | 25 | 10 | 34 | 36 | 35 | 35 | 36 | 36 | 36 | 36 | 36 | 36 | 36 | 36 | 36 | 36 | 36 | 36 | 36 | 36 | 36 | 32 | 36 | 36 | 36 | 36 | 36 | 36 | 36 | 36 | 36 | 36 | 35 | 35 | 5 | 34 | 30 | 36 | 36 | 36 | 36 | 36 | 36 | 36 | 36 | 36 | 36 | 36 | 36
Lab_J | 36 | 36 | 33 | 15 | 0 | 0 | 36 | 0 | 32 | 0 | 0 | 0 | 0 | 0 | 0 | 0 | 1 | 3 | 13 | 18 | 0 | 0 | 2 | 0 | 0 | 0 | 8 | 0 | 0 | 0 | 36 | 0 | 2 | 0 | 0 | 0 | 23 | 26 | 0 | 21 | 36 | 36 | 36 | 36 | 36 | 35 | 36 | 36 | 36 | 36 | 36 | 36 | 36 | 36 | 36 | 36 | 36 | 36 | 36 | 36 | 36 | 36 | 36 | 36 | 29 | 36 | 16 | 36 | 36 | 32 | 31 | 36 | 1 | 6 | 36 | 36 | 36 | 0 | 36 | 36 | 36 | 36 | 0 | 36 | 6 | 3 | 36 | 36 | 36 | 36 | 36 | 35 | 18 | 36 | 36 | 35 | 33 | 33 | 32 | 36 | 33 | 32 | 36 | 34 | 28 | 22 | 36 | 0 | 36 | 0 | 0 | 16 | 26 | 8 | 0 | 35 | 11 | 0 | 36 | 36 | 5 | 5 | 30 | 30 | 35 | 32 | 33 | 30 | 36 | 4 | 36 | 23 | 36 | 36 | 36 | 36 | 36 | 36 | 36 | 33 | 36 | 27 | 36 | 30 | 29 | 36 | 36 | 36 | 36 | 36 | 36 | 31 | 36 | 14 | 36 | 36 | 36 | 36 | 36 | 36 | 36 | 36 | 15 | 28 | 36 | 36 | 36 | 3 | 12 | 9 | 36 | 36 | 36 | 0 | 0 | 0 | 0 | 3 | 0 | 0 | 13 | 35 | 36 | 1 | 0 | 0 | 3 | 20 | 36 | 0 | 0 | 28 | 0 | 3 | 36 | 36 | 9 | 0 | 2 | 31 | 1 | 0 | 1 | 0 | 5 | 36 | 36 | 0 | 6 | 0 | 0 | 0 | 0 | 0 | 0 | 0 | 0 | 0 | 0 | 0 | 1 | 0 | 23 | 3 | 0 | 0 | 36 | 36 | 34 | 0 | 0 | 0 | 0 | 29 | 36 | 20 | 33 | 28 | 36 | 36 | 36 | 36 | 36 | 36 | 36 | 36 | 36 | 36 | 36 | 36 | 0 | 36 | 0 | 0 | 36 | 36 | 34 | 36 | 36 | 36 | 36 | 36 | 36 | 36 | 36 | 36 | 36 | 36 | 36 | 36 | 36 | 36 | 36 | 32 | 36 | 36 | 36 | 36 | 1 | 36 | 36 | 36 | 36 | 36 | 36 | 36 | 36 | 36 | 36 | 36 | 30 | 35 | 36 | 36 | 36 | 36 | 36 | 36 | 36 | 36 | 36 | 36 | 36 | 36 | 36 | 36 | 29 | 36 | 36 | 36 | 36 | 36 | 36 | 36 | 36 | 36 | 36 | 36 | 6 | 36 | 36 | 36 | 36 | 36 | 36 | 36 | 36 | 33 | 36 | 36 | 36 | 36 | 36 | 36 | 36 | 19 | 32 | 36 | 30 | 36 | 24 | 30 | 31 | 0 | 30 | 30 | 25 | 36 | 36 | 0 | 36 | 36 | 36 | 36 | 36 | 35 | 36 | 32 | 31 | 27 | 36 | 36 | 36 | 0 | 30 | 21 | 30 | 36 | 36 | 36 | 0 | 30 | 26 | 36 | 36 | 36 | 36 | 36 | 36 | 36 | 36 | 36 | 36 | 5 | 36 | 36 | 35 | 36 | 36 | 30 | 30 | 36 | 36 | 35 | 19 | 19 | 33 | 36 | 36 | 36 | 35 | 35 | 0 | 0 | 30 | 33 | 33 | 36 | 36 | 36 | 36 | 36 | 36 | 36 | 36 | 36 | 36 | 36 | 36 | 36 | 36 | 36 | 36 | 36 | 36 | 36 | 36 | 36 | 36 | 36 | 36 | 36 | 36 | 36 | 36 | 36 | 36 | 13 | 30 | 36 | 36 | 36 | 31 | 36 | 36 | 36 | 36 | 36 | 36 | 36 | 36 | 36 | 36 | 36 | 36 | 33 | 36 | 36 | 36 | 36 | 36 | 31 | 36 | 36 | 36 | 36 | 36 | 36 | 36 | 36 | 1 | 36 | 35 | 36 | 36 | 36 | 36 | 36 | 19 | 27 | 33 | 33 | 36 | 36 | 36 | 36 | 36 | 36 | 36 | 36 | 36 | 36 | 36 | 30 | 30 | 36 | 36 | 36 | 31 | 36 | 36 | 36 | 36 | 36 | 36 | 36 | 36 | 36 | 36 | 36 | 36 | 36 | 36 | 34 | 36 | 36 | 36 | 36 | 36 | 36 | 36 | 36 | 36 | 33 | 36 | 36 | 2 | 36 | 36 | 36 | 36 | 36 | 36 | 36 | 36 | 36 | 36 | 36 | 36 | 36 | 36 | 36 | 36 | 36 | 36 | 36 | 36 | 36 | 36 | 36 | 36 | 36 | 36 | 36 | 36 | 36 | 36 | 36 | 36 | 36 | 36 | 36 | 36 | 36 | 35 | 36 | 36 | 35 | 0 | 0 | 8 | 0 | 0 | 35 | 36 | 19 | 36 | 36 | 36 | 36 | 36 | 36 | 36 | 36 | 36 | 6 | 36 | 36 | 36 | 36 | 36 | 36 | 36 | 36 | 36 | 36 | 36 | 36 | 36 | 36 | 36 | 36 | 36 | 36 | 36 | 36 | 36 | 36 | 36 | 36 | 36 | 36 | 36 | 36 | 36 | 36 | 30 | 17 | 8 | 0 | 36 | 33 | 36 | 36 | 36 | 36 | 36 | 36 | 36 | 36 | 36 | 36 | 36 | 36
Lab_K | 36 | 36 | 36 | 29 | 8 | 8 | 36 | 14 | 33 | 1 | 0 | 7 | 7 | 7 | 9 | 8 | 0 | 25 | 23 | 33 | 0 | 1 | 11 | 0 | 0 | 23 | 36 | 21 | 0 | 35 | 36 | 9 | 27 | 0 | 0 | 0 | 4 | 35 | 1 | 31 | 35 | 36 | 36 | 36 | 36 | 31 | 36 | 36 | 36 | 36 | 36 | 36 | 36 | 36 | 36 | 36 | 36 | 36 | 36 | 36 | 36 | 36 | 36 | 36 | 12 | 36 | 0 | 36 | 36 | 9 | 17 | 36 | 0 | 8 | 36 | 33 | 36 | 0 | 36 | 36 | 36 | 36 | 0 | 36 | 22 | 3 | 36 | 36 | 36 | 36 | 36 | 30 | 33 | 36 | 36 | 33 | 33 | 33 | 33 | 33 | 34 | 36 | 36 | 36 | 36 | 36 | 36 | 0 | 35 | 3 | 0 | 36 | 28 | 21 | 0 | 36 | 14 | 26 | 36 | 36 | 3 | 8 | 28 | 32 | 31 | 31 | 36 | 17 | 36 | 8 | 36 | 24 | 31 | 36 | 36 | 36 | 36 | 36 | 36 | 35 | 35 | 22 | 35 | 35 | 7 | 29 | 36 | 36 | 36 | 36 | 36 | 36 | 36 | 35 | 36 | 36 | 36 | 36 | 36 | 36 | 36 | 36 | 12 | 36 | 36 | 36 | 36 | 22 | 11 | 10 | 36 | 36 | 36 | 0 | 3 | 1 | 7 | 18 | 0 | 0 | 36 | 34 | 36 | 5 | 4 | 1 | 9 | 23 | 34 | 0 | 0 | 20 | 5 | 12 | 36 | 36 | 8 | 1 | 3 | 34 | 16 | 9 | 8 | 2 | 8 | 36 | 23 | 22 | 1 | 5 | 0 | 0 | 0 | 0 | 0 | 0 | 14 | 0 | 0 | 13 | 3 | 3 | 23 | 29 | 10 | 19 | 36 | 36 | 36 | 0 | 0 | 0 | 0 | 36 | 36 | 33 | 34 | 14 | 36 | 36 | 36 | 36 | 36 | 36 | 36 | 36 | 36 | 29 | 6 | 14 | 0 | 33 | 0 | 0 | 33 | 36 | 26 | 36 | 36 | 36 | 36 | 36 | 36 | 36 | 36 | 36 | 36 | 36 | 36 | 36 | 36 | 36 | 36 | 35 | 36 | 36 | 36 | 36 | 13 | 36 | 36 | 36 | 36 | 36 | 36 | 36 | 36 | 36 | 36 | 36 | 30 | 31 | 30 | 36 | 36 | 36 | 36 | 36 | 36 | 36 | 36 | 36 | 36 | 36 | 36 | 36 | 36 | 36 | 36 | 36 | 36 | 36 | 36 | 36 | 36 | 36 | 36 | 36 | 20 | 36 | 36 | 36 | 36 | 36 | 36 | 36 | 36 | 36 | 23 | 33 | 36 | 34 | 35 | 35 | 34 | 7 | 30 | 34 | 30 | 35 | 33 | 26 | 36 | 0 | 31 | 33 | 34 | 36 | 35 | 34 | 36 | 36 | 36 | 36 | 36 | 1 | 20 | 32 | 20 | 8 | 35 | 32 | 35 | 8 | 30 | 16 | 30 | 36 | 36 | 36 | 0 | 30 | 24 | 36 | 36 | 36 | 36 | 36 | 36 | 36 | 36 | 36 | 36 | 10 | 36 | 36 | 33 | 36 | 36 | 35 | 32 | 36 | 36 | 35 | 21 | 35 | 36 | 36 | 36 | 36 | 36 | 28 | 36 | 0 | 30 | 23 | 35 | 36 | 36 | 36 | 36 | 36 | 36 | 36 | 36 | 36 | 36 | 36 | 36 | 36 | 36 | 36 | 36 | 36 | 36 | 34 | 36 | 33 | 36 | 36 | 36 | 36 | 36 | 36 | 36 | 36 | 36 | 23 | 22 | 35 | 36 | 36 | 27 | 36 | 36 | 36 | 36 | 36 | 36 | 36 | 36 | 36 | 36 | 36 | 36 | 26 | 36 | 36 | 27 | 36 | 36 | 28 | 36 | 36 | 35 | 36 | 36 | 16 | 36 | 24 | 18 | 33 | 11 | 29 | 26 | 35 | 36 | 21 | 27 | 25 | 26 | 33 | 36 | 36 | 36 | 36 | 36 | 36 | 36 | 36 | 36 | 36 | 36 | 30 | 31 | 36 | 36 | 33 | 35 | 36 | 36 | 36 | 36 | 36 | 36 | 36 | 35 | 36 | 36 | 36 | 36 | 36 | 36 | 36 | 36 | 36 | 36 | 36 | 36 | 36 | 36 | 36 | 36 | 36 | 36 | 36 | 35 | 36 | 36 | 36 | 36 | 36 | 36 | 36 | 36 | 36 | 36 | 36 | 36 | 36 | 36 | 36 | 36 | 36 | 36 | 36 | 36 | 36 | 36 | 36 | 33 | 36 | 36 | 26 | 36 | 36 | 36 | 36 | 34 | 36 | 36 | 36 | 36 | 34 | 36 | 35 | 35 | 36 | 0 | 0 | 5 | 0 | 0 | 24 | 8 | 16 | 36 | 36 | 36 | 32 | 34 | 36 | 36 | 36 | 36 | 31 | 30 | 34 | 36 | 20 | 32 | 36 | 36 | 36 | 36 | 36 | 35 | 34 | 36 | 36 | 36 | 32 | 36 | 36 | 36 | 36 | 15 | 36 | 36 | 36 | 36 | 36 | 36 | 36 | 36 | 36 | 13 | 35 | 13 | 11 | 26 | 15 | 36 | 36 | 36 | 36 | 36 | 36 | 36 | 36 | 36 | 36 | 36 | 36
Lab_L | 36 | 36 | 36 | 36 | 0 | 0 | 36 | 0 | 36 | 0 | 3 | 36 | 7 | 0 | 33 | 22 | 22 | 19 | 36 | 30 | 0 | 23 | 30 | 0 | 0 | 36 | 36 | 34 | 14 | 17 | 36 | 0 | 36 | 0 | 0 | 0 | 36 | 36 | 1 | 36 | 36 | 36 | 36 | 36 | 36 | 36 | 36 | 36 | 36 | 36 | 36 | 36 | 36 | 36 | 36 | 36 | 36 | 36 | 36 | 36 | 36 | 36 | 36 | 36 | 20 | 36 | 0 | 36 | 36 | 36 | 36 | 36 | 0 | 6 | 36 | 30 | 36 | 33 | 36 | 36 | 36 | 36 | 1 | 36 | 7 | 3 | 36 | 36 | 36 | 36 | 33 | 36 | 36 | 25 | 36 | 35 | 33 | 33 | 33 | 33 | 33 | 36 | 36 | 36 | 33 | 24 | 36 | 0 | 36 | 0 | 0 | 36 | 36 | 18 | 0 | 36 | 2 | 21 | 36 | 36 | 3 | 6 | 30 | 36 | 36 | 34 | 36 | 30 | 36 | 14 | 36 | 30 | 36 | 36 | 36 | 36 | 36 | 36 | 36 | 36 | 36 | 29 | 36 | 36 | 35 | 36 | 36 | 36 | 36 | 36 | 36 | 36 | 36 | 36 | 36 | 36 | 36 | 36 | 36 | 36 | 36 | 36 | 23 | 21 | 36 | 36 | 36 | 0 | 35 | 34 | 36 | 36 | 36 | 0 | 3 | 0 | 1 | 3 | 0 | 0 | 33 | 36 | 36 | 0 | 0 | 8 | 17 | 17 | 36 | 11 | 0 | 36 | 7 | 13 | 36 | 36 | 5 | 0 | 9 | 23 | 23 | 9 | 3 | 2 | 3 | 36 | 34 | 30 | 6 | 1 | 22 | 0 | 0 | 28 | 0 | 3 | 0 | 0 | 4 | 27 | 7 | 36 | 36 | 36 | 17 | 5 | 36 | 36 | 36 | 0 | 0 | 0 | 0 | 36 | 36 | 36 | 31 | 36 | 36 | 36 | 36 | 36 | 36 | 36 | 36 | 36 | 36 | 36 | 36 | 36 | 31 | 36 | 18 | 0 | 36 | 36 | 0 | 36 | 36 | 36 | 36 | 36 | 36 | 36 | 36 | 36 | 36 | 36 | 36 | 36 | 36 | 36 | 36 | 0 | 36 | 36 | 36 | 36 | 3 | 36 | 36 | 36 | 36 | 36 | 36 | 36 | 36 | 36 | 36 | 36 | 33 | 19 | 36 | 36 | 36 | 36 | 36 | 36 | 36 | 36 | 36 | 36 | 36 | 36 | 36 | 36 | 36 | 36 | 36 | 36 | 36 | 36 | 36 | 36 | 36 | 36 | 36 | 36 | 21 | 36 | 36 | 36 | 36 | 36 | 36 | 36 | 36 | 36 | 36 | 36 | 36 | 36 | 36 | 36 | 36 | 36 | 36 | 36 | 36 | 36 | 36 | 36 | 36 | 34 | 36 | 36 | 35 | 36 | 36 | 36 | 36 | 36 | 36 | 36 | 36 | 36 | 36 | 36 | 36 | 12 | 36 | 36 | 35 | 19 | 34 | 19 | 31 | 36 | 36 | 36 | 26 | 30 | 30 | 36 | 36 | 36 | 36 | 36 | 36 | 36 | 36 | 36 | 36 | 0 | 36 | 36 | 36 | 36 | 36 | 36 | 36 | 36 | 36 | 36 | 36 | 31 | 36 | 36 | 36 | 36 | 36 | 36 | 0 | 36 | 36 | 36 | 36 | 36 | 36 | 36 | 36 | 36 | 36 | 36 | 36 | 36 | 36 | 36 | 36 | 36 | 36 | 36 | 36 | 36 | 36 | 36 | 36 | 36 | 36 | 36 | 36 | 36 | 36 | 36 | 36 | 36 | 36 | 35 | 36 | 36 | 36 | 36 | 36 | 36 | 36 | 36 | 36 | 36 | 36 | 36 | 36 | 36 | 36 | 36 | 36 | 36 | 36 | 36 | 36 | 36 | 36 | 36 | 36 | 36 | 36 | 36 | 36 | 36 | 36 | 36 | 36 | 36 | 36 | 36 | 36 | 36 | 36 | 36 | 36 | 36 | 36 | 36 | 36 | 36 | 36 | 36 | 36 | 36 | 36 | 36 | 36 | 36 | 36 | 35 | 36 | 36 | 36 | 36 | 36 | 36 | 36 | 36 | 36 | 36 | 36 | 36 | 36 | 36 | 36 | 36 | 36 | 36 | 36 | 36 | 36 | 36 | 36 | 36 | 36 | 36 | 36 | 36 | 36 | 36 | 36 | 36 | 36 | 36 | 36 | 36 | 36 | 36 | 36 | 36 | 36 | 36 | 36 | 36 | 36 | 36 | 36 | 36 | 36 | 36 | 36 | 36 | 36 | 36 | 36 | 36 | 36 | 36 | 36 | 36 | 36 | 36 | 36 | 36 | 36 | 36 | 36 | 36 | 36 | 36 | 36 | 36 | 36 | 36 | 0 | 0 | 29 | 0 | 36 | 36 | 36 | 36 | 36 | 36 | 36 | 36 | 31 | 36 | 36 | 36 | 36 | 36 | 36 | 36 | 36 | 36 | 36 | 36 | 36 | 36 | 36 | 36 | 36 | 36 | 36 | 36 | 36 | 36 | 36 | 36 | 36 | 36 | 36 | 36 | 36 | 36 | 36 | 36 | 36 | 36 | 36 | 36 | 36 | 36 | 32 | 16 | 36 | 34 | 36 | 36 | 36 | 36 | 36 | 36 | 36 | 36 | 36 | 36 | 36 | 36
Lab_M | 36 | 36 | 35 | 4 | 0 | 0 | 27 | 1 | 9 | 0 | 0 | 6 | 0 | 0 | 5 | 0 | 0 | 4 | 0 | 36 | 0 | 0 | 0 | 0 | 0 | 36 | 15 | 0 | 24 | 17 | 11 | 5 | 34 | 0 | 32 | 0 | 6 | 36 | 11 | 18 | 36 | 36 | 36 | 36 | 36 | 29 | 36 | 36 | 36 | 36 | 36 | 36 | 36 | 36 | 36 | 36 | 36 | 36 | 36 | 36 | 36 | 36 | 36 | 36 | 18 | 36 | 0 | 36 | 32 | 23 | 29 | 36 | 0 | 0 | 36 | 36 | 36 | 0 | 36 | 36 | 36 | 36 | 0 | 36 | 34 | 3 | 36 | 36 | 36 | 36 | 36 | 30 | 33 | 26 | 36 | 33 | 33 | 33 | 33 | 33 | 34 | 36 | 36 | 36 | 35 | 26 | 36 | 0 | 36 | 0 | 0 | 35 | 36 | 11 | 1 | 36 | 1 | 0 | 36 | 36 | 16 | 6 | 31 | 31 | 30 | 30 | 30 | 27 | 36 | 0 | 36 | 4 | 0 | 34 | 36 | 36 | 36 | 36 | 35 | 34 | 35 | 16 | 33 | 34 | 2 | 34 | 36 | 36 | 36 | 36 | 36 | 28 | 35 | 0 | 36 | 36 | 36 | 36 | 36 | 36 | 36 | 36 | 31 | 34 | 36 | 36 | 36 | 3 | 0 | 36 | 36 | 36 | 36 | 0 | 3 | 4 | 0 | 4 | 0 | 0 | 4 | 35 | 36 | 0 | 3 | 1 | 0 | 0 | 36 | 0 | 0 | 22 | 0 | 11 | 36 | 36 | 16 | 1 | 10 | 36 | 13 | 5 | 18 | 0 | 0 | 36 | 16 | 0 | 26 | 19 | 1 | 0 | 0 | 0 | 0 | 5 | 0 | 0 | 0 | 8 | 4 | 0 | 36 | 34 | 0 | 0 | 34 | 36 | 36 | 0 | 0 | 0 | 0 | 10 | 35 | 0 | 4 | 9 | 36 | 36 | 36 | 36 | 36 | 36 | 36 | 36 | 36 | 36 | 36 | 36 | 29 | 29 | 32 | 0 | 36 | 36 | 23 | 36 | 36 | 36 | 36 | 36 | 36 | 36 | 36 | 36 | 36 | 36 | 36 | 36 | 36 | 36 | 36 | 36 | 36 | 36 | 36 | 36 | 6 | 36 | 36 | 36 | 36 | 36 | 36 | 36 | 36 | 36 | 36 | 36 | 33 | 34 | 36 | 36 | 36 | 36 | 36 | 36 | 36 | 36 | 36 | 36 | 36 | 36 | 36 | 36 | 36 | 36 | 36 | 36 | 36 | 36 | 36 | 36 | 36 | 36 | 36 | 36 | 19 | 36 | 36 | 36 | 36 | 36 | 36 | 36 | 36 | 36 | 8 | 36 | 36 | 36 | 36 | 36 | 36 | 20 | 5 | 36 | 33 | 36 | 0 | 28 | 32 | 0 | 30 | 31 | 33 | 36 | 36 | 33 | 36 | 36 | 36 | 36 | 36 | 12 | 29 | 34 | 31 | 34 | 36 | 36 | 36 | 3 | 30 | 20 | 30 | 36 | 36 | 36 | 0 | 30 | 30 | 36 | 36 | 36 | 36 | 36 | 36 | 36 | 36 | 36 | 36 | 30 | 36 | 36 | 36 | 35 | 36 | 35 | 17 | 36 | 36 | 36 | 32 | 33 | 36 | 36 | 36 | 36 | 34 | 36 | 20 | 0 | 30 | 31 | 36 | 27 | 36 | 36 | 36 | 36 | 36 | 36 | 36 | 36 | 36 | 36 | 36 | 36 | 36 | 36 | 36 | 36 | 36 | 36 | 36 | 36 | 36 | 36 | 36 | 36 | 36 | 36 | 36 | 36 | 36 | 28 | 24 | 36 | 35 | 36 | 20 | 36 | 36 | 36 | 36 | 36 | 36 | 36 | 36 | 36 | 36 | 36 | 36 | 21 | 36 | 36 | 36 | 36 | 36 | 32 | 36 | 36 | 36 | 36 | 36 | 36 | 35 | 36 | 10 | 36 | 36 | 36 | 36 | 36 | 35 | 24 | 36 | 10 | 21 | 35 | 33 | 36 | 36 | 36 | 35 | 36 | 36 | 36 | 36 | 36 | 35 | 30 | 35 | 34 | 36 | 36 | 36 | 36 | 36 | 36 | 36 | 36 | 36 | 36 | 36 | 36 | 36 | 36 | 36 | 36 | 36 | 34 | 36 | 36 | 36 | 36 | 36 | 36 | 36 | 36 | 36 | 36 | 36 | 36 | 36 | 36 | 36 | 36 | 36 | 36 | 36 | 36 | 36 | 36 | 36 | 36 | 36 | 36 | 36 | 36 | 36 | 36 | 36 | 36 | 36 | 36 | 36 | 36 | 36 | 36 | 36 | 33 | 36 | 36 | 36 | 36 | 36 | 36 | 36 | 36 | 36 | 36 | 35 | 36 | 36 | 12 | 0 | 1 | 9 | 0 | 0 | 36 | 32 | 36 | 32 | 36 | 36 | 36 | 31 | 36 | 36 | 36 | 36 | 20 | 36 | 36 | 36 | 33 | 36 | 36 | 36 | 36 | 36 | 36 | 35 | 33 | 36 | 36 | 36 | 36 | 36 | 36 | 36 | 36 | 31 | 36 | 36 | 36 | 36 | 33 | 36 | 36 | 36 | 36 | 5 | 8 | 15 | 7 | 34 | 25 | 36 | 36 | 36 | 36 | 36 | 36 | 36 | 36 | 36 | 36 | 36 | 36
Lab_N | 36 | 36 | 36 | 8 | 2 | 0 | 35 | 5 | 26 | 0 | 0 | 0 | 0 | 0 | 0 | 0 | 0 | 1 | 0 | 10 | 0 | 0 | 4 | 0 | 0 | 1 | 28 | 0 | 0 | 5 | 36 | 0 | 0 | 0 | 14 | 0 | 23 | 35 | 0 | 34 | 36 | 36 | 36 | 36 | 36 | 36 | 36 | 36 | 36 | 36 | 36 | 36 | 36 | 36 | 36 | 36 | 36 | 36 | 36 | 36 | 36 | 36 | 36 | 36 | 20 | 36 | 0 | 36 | 36 | 9 | 26 | 36 | 0 | 8 | 36 | 36 | 36 | 0 | 36 | 36 | 36 | 36 | 0 | 36 | 6 | 0 | 36 | 36 | 36 | 36 | 36 | 29 | 33 | 14 | 36 | 34 | 33 | 33 | 30 | 33 | 36 | 35 | 36 | 36 | 10 | 23 | 36 | 0 | 36 | 0 | 0 | 30 | 18 | 17 | 0 | 36 | 0 | 0 | 36 | 36 | 5 | 6 | 29 | 29 | 31 | 30 | 36 | 24 | 36 | 10 | 36 | 9 | 22 | 36 | 36 | 36 | 36 | 36 | 35 | 34 | 36 | 27 | 34 | 31 | 9 | 31 | 36 | 36 | 36 | 36 | 36 | 36 | 36 | 36 | 36 | 36 | 36 | 36 | 36 | 36 | 36 | 36 | 27 | 36 | 36 | 36 | 36 | 20 | 33 | 19 | 36 | 36 | 36 | 0 | 4 | 7 | 0 | 20 | 0 | 0 | 8 | 36 | 36 | 5 | 5 | 3 | 3 | 3 | 36 | 1 | 0 | 36 | 0 | 0 | 36 | 36 | 16 | 0 | 21 | 36 | 29 | 18 | 2 | 0 | 5 | 36 | 8 | 3 | 7 | 10 | 1 | 1 | 0 | 8 | 0 | 3 | 0 | 0 | 7 | 0 | 0 | 0 | 7 | 24 | 0 | 4 | 24 | 36 | 35 | 0 | 0 | 0 | 0 | 5 | 25 | 0 | 0 | 1 | 36 | 36 | 36 | 36 | 36 | 36 | 36 | 36 | 36 | 36 | 36 | 36 | 15 | 36 | 36 | 0 | 36 | 36 | 28 | 36 | 36 | 36 | 36 | 36 | 36 | 36 | 36 | 29 | 36 | 36 | 36 | 36 | 36 | 36 | 36 | 36 | 36 | 36 | 36 | 36 | 6 | 36 | 36 | 36 | 36 | 36 | 36 | 36 | 36 | 36 | 36 | 36 | 36 | 36 | 36 | 36 | 36 | 36 | 36 | 36 | 36 | 36 | 36 | 36 | 36 | 36 | 36 | 36 | 36 | 36 | 36 | 36 | 36 | 36 | 36 | 36 | 36 | 36 | 36 | 36 | 0 | 36 | 36 | 36 | 36 | 36 | 36 | 36 | 36 | 36 | 36 | 36 | 36 | 36 | 36 | 35 | 34 | 7 | 25 | 36 | 36 | 36 | 36 | 36 | 35 | 0 | 32 | 33 | 14 | 36 | 36 | 19 | 36 | 36 | 36 | 36 | 36 | 36 | 31 | 34 | 21 | 28 | 36 | 32 | 36 | 6 | 28 | 0 | 30 | 36 | 36 | 36 | 0 | 30 | 29 | 36 | 36 | 36 | 36 | 36 | 36 | 36 | 36 | 36 | 36 | 14 | 36 | 36 | 36 | 36 | 36 | 35 | 35 | 36 | 36 | 36 | 30 | 36 | 36 | 36 | 36 | 36 | 35 | 36 | 8 | 0 | 12 | 36 | 36 | 36 | 36 | 36 | 36 | 36 | 36 | 35 | 36 | 36 | 36 | 36 | 36 | 36 | 36 | 36 | 36 | 36 | 36 | 36 | 36 | 36 | 36 | 36 | 36 | 36 | 36 | 36 | 36 | 36 | 36 | 22 | 29 | 35 | 36 | 36 | 35 | 36 | 36 | 36 | 36 | 36 | 36 | 36 | 36 | 36 | 36 | 36 | 36 | 35 | 36 | 36 | 36 | 36 | 36 | 36 | 36 | 36 | 36 | 36 | 36 | 33 | 36 | 35 | 35 | 36 | 30 | 36 | 36 | 36 | 36 | 35 | 32 | 31 | 33 | 35 | 36 | 36 | 36 | 36 | 36 | 36 | 36 | 36 | 36 | 36 | 36 | 36 | 36 | 36 | 36 | 35 | 13 | 36 | 36 | 36 | 36 | 36 | 36 | 36 | 36 | 36 | 36 | 36 | 36 | 36 | 36 | 32 | 36 | 36 | 36 | 36 | 36 | 36 | 36 | 36 | 36 | 36 | 36 | 36 | 0 | 36 | 36 | 36 | 36 | 36 | 36 | 36 | 36 | 36 | 36 | 36 | 36 | 36 | 36 | 36 | 36 | 36 | 36 | 36 | 36 | 36 | 36 | 36 | 35 | 36 | 36 | 36 | 36 | 36 | 36 | 36 | 36 | 36 | 36 | 36 | 36 | 36 | 36 | 35 | 36 | 35 | 0 | 0 | 11 | 1 | 0 | 36 | 35 | 33 | 34 | 36 | 36 | 35 | 33 | 35 | 36 | 36 | 36 | 28 | 36 | 35 | 36 | 36 | 36 | 36 | 36 | 36 | 36 | 36 | 36 | 36 | 36 | 36 | 36 | 36 | 36 | 36 | 36 | 36 | 35 | 36 | 36 | 36 | 36 | 36 | 36 | 36 | 36 | 36 | 34 | 31 | 30 | 19 | 36 | 33 | 36 | 36 | 36 | 36 | 36 | 36 | 36 | 36 | 36 | 36 | 36 | 36
Number of laboratories without at least one measurement >LOD | 0 | 0 | 0 | 2 | 7 | 6 | 0 | 7 | 1 | 12 | 12 | 7 | 9 | 11 | 6 | 12 | 9 | 0 | 6 | 0 | 14 | 11 | 2 | 14 | 12 | 6 | 2 | 9 | 10 | 7 | 1 | 10 | 5 | 13 | 12 | 13 | 0 | 0 | 9 | 2 | 0 | 0 | 0 | 0 | 0 | 0 | 0 | 0 | 0 | 0 | 0 | 0 | 0 | 0 | 0 | 0 | 0 | 0 | 0 | 0 | 0 | 0 | 0 | 0 | 0 | 0 | 12 | 0 | 0 | 0 | 0 | 0 | 11 | 6 | 0 | 0 | 0 | 11 | 0 | 0 | 0 | 0 | 11 | 0 | 0 | 3 | 0 | 0 | 0 | 0 | 0 | 0 | 0 | 0 | 0 | 0 | 0 | 0 | 0 | 0 | 0 | 0 | 0 | 0 | 0 | 0 | 0 | 13 | 0 | 11 | 14 | 0 | 0 | 1 | 13 | 0 | 5 | 6 | 0 | 0 | 0 | 1 | 0 | 0 | 0 | 0 | 0 | 0 | 0 | 6 | 0 | 0 | 1 | 0 | 0 | 0 | 0 | 0 | 0 | 0 | 0 | 1 | 0 | 0 | 0 | 0 | 0 | 0 | 0 | 0 | 0 | 0 | 0 | 3 | 0 | 0 | 0 | 0 | 0 | 0 | 0 | 0 | 0 | 0 | 0 | 0 | 0 | 2 | 3 | 0 | 0 | 0 | 0 | 10 | 3 | 6 | 9 | 0 | 12 | 14 | 0 | 0 | 0 | 9 | 2 | 7 | 3 | 1 | 0 | 6 | 12 | 0 | 11 | 8 | 0 | 0 | 1 | 11 | 2 | 0 | 1 | 1 | 3 | 8 | 4 | 0 | 0 | 6 | 0 | 3 | 5 | 11 | 12 | 12 | 14 | 3 | 13 | 13 | 7 | 5 | 5 | 5 | 0 | 0 | 9 | 9 | 0 | 0 | 0 | 12 | 12 | 14 | 14 | 0 | 0 | 4 | 2 | 0 | 0 | 0 | 0 | 0 | 0 | 0 | 0 | 0 | 0 | 0 | 0 | 0 | 2 | 0 | 2 | 10 | 0 | 0 | 4 | 0 | 0 | 0 | 0 | 0 | 0 | 0 | 0 | 0 | 0 | 0 | 0 | 0 | 0 | 0 | 0 | 3 | 0 | 0 | 0 | 0 | 1 | 0 | 0 | 0 | 0 | 0 | 0 | 0 | 0 | 0 | 0 | 0 | 0 | 0 | 0 | 0 | 0 | 0 | 0 | 0 | 0 | 0 | 0 | 0 | 0 | 0 | 0 | 0 | 0 | 0 | 0 | 0 | 0 | 0 | 0 | 0 | 0 | 0 | 0 | 0 | 1 | 0 | 0 | 0 | 0 | 0 | 1 | 0 | 0 | 0 | 0 | 0 | 0 | 0 | 0 | 0 | 0 | 0 | 0 | 0 | 0 | 0 | 1 | 0 | 0 | 11 | 0 | 0 | 1 | 0 | 0 | 1 | 0 | 0 | 0 | 0 | 0 | 0 | 0 | 0 | 0 | 0 | 0 | 0 | 0 | 2 | 0 | 2 | 0 | 0 | 0 | 0 | 10 | 0 | 0 | 0 | 0 | 0 | 0 | 0 | 0 | 0 | 0 | 0 | 0 | 3 | 0 | 0 | 0 | 0 | 0 | 0 | 0 | 0 | 0 | 0 | 0 | 0 | 0 | 0 | 0 | 0 | 0 | 0 | 6 | 11 | 0 | 0 | 0 | 0 | 0 | 0 | 0 | 0 | 0 | 0 | 0 | 0 | 0 | 0 | 0 | 0 | 0 | 0 | 0 | 0 | 0 | 0 | 0 | 0 | 0 | 0 | 0 | 0 | 0 | 0 | 0 | 0 | 0 | 0 | 0 | 0 | 0 | 0 | 0 | 0 | 0 | 0 | 0 | 0 | 0 | 0 | 0 | 0 | 0 | 0 | 0 | 0 | 0 | 0 | 0 | 0 | 0 | 1 | 0 | 0 | 0 | 0 | 0 | 1 | 0 | 0 | 2 | 0 | 0 | 0 | 0 | 0 | 0 | 0 | 0 | 0 | 0 | 0 | 0 | 0 | 0 | 0 | 0 | 0 | 0 | 0 | 0 | 1 | 0 | 0 | 0 | 0 | 0 | 0 | 0 | 0 | 0 | 0 | 0 | 0 | 0 | 0 | 0 | 0 | 0 | 0 | 0 | 0 | 0 | 0 | 0 | 0 | 0 | 0 | 0 | 1 | 0 | 0 | 0 | 0 | 0 | 0 | 1 | 0 | 0 | 0 | 0 | 0 | 0 | 0 | 0 | 0 | 0 | 0 | 0 | 0 | 0 | 0 | 0 | 0 | 0 | 0 | 0 | 0 | 0 | 0 | 0 | 0 | 0 | 0 | 0 | 0 | 0 | 0 | 0 | 0 | 0 | 0 | 0 | 0 | 0 | 0 | 0 | 1 | 14 | 11 | 0 | 11 | 12 | 1 | 0 | 0 | 0 | 0 | 0 | 0 | 0 | 0 | 0 | 0 | 0 | 0 | 1 | 0 | 0 | 0 | 0 | 0 | 0 | 0 | 0 | 0 | 0 | 0 | 0 | 0 | 0 | 0 | 0 | 0 | 0 | 0 | 0 | 0 | 0 | 0 | 0 | 0 | 0 | 0 | 0 | 0 | 0 | 0 | 0 | 2 | 0 | 0 | 0 | 0 | 0 | 0 | 0 | 0 | 0 | 0 | 0 | 0 | 0 | 0

## Table S4
Supplementary Table 4: Sample type-specific metabolite coverage
Serum/Plasma | serum only | plasma only
| C4 | C8
| Trigonelline | C10
| Asp | C18.1
| BABA | CA
| Met.SO | TG.14.0_35.1.
| TMCA | TG.14.0_35.2.
| Serotonin | TG.16.0_28.1.
| Cer.d18.1.14.0. | TG.16.1_28.0.
| Cer.d18.1.25.0. | TG.16.1_30.1.
| AA | TG.16.1_33.1.
| lysoPC.a.C26.0 | TG.17.2_34.3.
| lysoPC.a.C26.1 | TG.18.0_30.0.
| PC.ae.C30.1 | TG.18.0_32.0.
| Hex2Cer.d18.1.14.0. | TG.18.1_36.5.
| TG.18.3_38.6. | TG.20.1_30.1.
TG.20.1_32.2.
TG.20.1_34.0.
TG.20.1_34.3.
TG.20.2_32.0.
TG.20.3_32.2.
Lipaemic/Non-lipaemic | lipaemic only | non-lipaemic only
| C18 | C4
| Asp | C8
| CE.20.0. | C10
| CE.20.1. | Trigonelline
| CE.22.2. | BABA
| DG.14.1_18.1. | CA
| DG.16.0_16.1. | CDCA
| DG.18.1_20.1. | Cer.d18.1.14.0.
| TG.16.0_28.2. | Cer.d18.1.18.1.
| TG.17.0_32.1. | Cer.d18.1.25.0.
| TG.17.1_38.6. | FA.18.1.
| TG.17.2_38.6. | lysoPC.a.C26.1
| TG.18.0_36.5. | PC.ae.C30.1
| TG.18.1_31.0. | Hex2Cer.d18.1.14.0.
| TG.20.2_34.4. | Hex2Cer.d18.1.26.0.
| TG.20.4_35.3. | Hex2Cer.d18.1.26.1.
| TG.22.0_32.4. | HexCer.d18.2.18.0.
| TG.22.1_32.5. | HexCer.d18.2.20.0.
TG.22.4_32.2.
TG.22.6_32.1.
Male/female | male only | female only
| C8 | C4
| C10 | CA
| Trigonelline | CDCA
| Cer.d18.1.18.1. | TCA
| Cer.d18.1.25.0. | HexCer.d18.1.26.0.
| CE.20.1. | TG.17.2_38.7.
| DG.17.0_18.1. | TG.18.3_33.2.
| HexCer.d18.2.20.0. | TG.20.2_32.0.
TG.16.1_30.1.
TG.16.1_33.1.
TG.17.0_32.1.
TG.18.1_31.0.
TG.18.1_36.5.
TG.18.3_38.6.
TG.20.1_32.3.
TG.18.1_36.5.
TG.18.3_38.6.
TG.20.1_32.3.
TG.20.4_33.2.
TG.22.6_32.0.
Rodent/human | rodent only | human only
| X5.AVA | C8
| Anserine | C10
| PAG | C18
| Putrescine | C18.1
| OH.GlutAcid | Creatinine
| Cer.d18.1.26.0. | Cystine
| DG.18.2_18.3. | TrpBetaine
| DG.18.2_20.0. | GLCA
| FA.20.3. | GLCAS
TLCA
Cer.d16.1.18.0.
Cer.d16.1.20.0.
Cer.d16.1.22.0.
Cer.d16.1.23.0.
Cer.d16.1.24.0.
Cer.d18.1.14.0.
Cer.d18.1.18.1.
Cer.d18.1.25.0.
Cer.d18.2.16.0.
Cer.d18.2.18.0.
Cer.d18.2.18.1.
Cer.d18.2.20.0.
CE.14.0.
CE.14.1.
CE.17.0.
DG.14.1_18.1.
DG.16.0_16.1.
DG.17.0_18.1.
DG.18.1_20.1.
Cer.d18.0.24.0.
Cer.d18.0.24.1.
lysoPC.a.C26.0
lysoPC.a.C28.1
PC.ae.C30.0
PC.ae.C30.1
PC.ae.C30.2
Hex2Cer.d18.1.14.0.
Hex2Cer.d18.1.26.0.
Hex3Cer.d18.1.18.0.
Hex3Cer.d18.1.24.1.
Hex3Cer.d18.1.20.0.
Hex3Cer.d18.1.22.0.
HexCer.d16.1.22.0.
HexCer.d16.1.24.0.
HexCer.d18.1.26.0.
HexCer.d18.2.16.0.
HexCer.d18.2.18.0.
HexCer.d18.2.20.0.
Cortisol
DHEAS
Hypoxanthine
Xanthine
TG.14.0_32.2.
TG.14.0_34.0.
TG.14.0_35.1.
TG.14.0_35.2.
TG.16.0_28.1.
TG.16.0_28.2.
TG.16.0_30.2.
TG.16.0_32.0.
TG.16.1_28.0.
TG.16.1_30.1.
TG.16.1_32.0.
TG.16.1_32.1.
TG.16.1_32.2.
TG.16.1_33.1.
TG.17.0_32.1.
TG.17.2_34.3.
TG.17.2_38.5.
TG.18.0_30.0.
TG.18.0_30.1.
TG.18.0_32.0.
TG.18.1_26.0.
TG.18.1_28.1.
TG.18.1_30.1.
TG.18.1_30.2.
TG.18.1_31.0.
TG.18.2_28.0.
TG.18.2_30.1.
TG.18.3_30.0.
TG.20.1_30.1.
TG.20.2_32.0.
TG.22.6_32.0.
TG.22.6_32.1.

## Table S5
Supplementary Table 5: Mean absolute percentage error (MAPE) for the comparison of measured values of QC2 by each lab with target values used by biocrates for normalization
Metabolite ID | Lab_A | Lab_B | Lab_C | Lab_D | Lab_E | Lab_F | Lab_G | Lab_H | Lab_I | Lab_J | Lab_K | Lab_L | Lab_M | Lab_N | MEDIAN (MAPE)
Ac.Orn | 6.6667 | 8.25 | 6.0833 | 4.7262 | 15.7143 | 6.619 | 5.5952 | 13.6667 | 14.0714 | 11.2738 | 8.869 | 5.869 | 7.5476 | 3.5 | 7.1071
ADMA | 6.2113 | 12.8093 | 6.0052 | 6.8557 | 12.1134 | 7.5773 | 10.3093 | 15.3351 | 17.5515 | 5.4124 | 9.7165 | 6.933 | 14.7423 | 2.9381 | 8.6469
Ala | 4.6777 | 8.583 | 5.0702 | 1.9278 | 11.6667 | 5.7692 | 4.6296 | 12.8392 | 9.2463 | 13.155 | 7.3472 | 5.2539 | 5.308 | 2.4054 | 5.5386
alpha.AAA | 5.6463 | 11.6341 | 8.8354 | 5.0183 | 22.378 | 3.9817 | 8.0488 | 6.7866 | 14.3659 | 12.3598 | 9.1524 | 6.2195 | 4.4695 | 2.128 | 7.4177
Arg | 4.4473 | 8.0221 | 8.715 | 4.0002 | 13.2582 | 7.3109 | 7.1721 | 16.6906 | 12.2969 | 8.8678 | 8.8998 | 4.8986 | 6.9863 | 6.8621 | 7.6665
Asn | 296.325 | 10.0262 | 8.556 | 7.8071 | 13.8095 | 7.556 | 6.0714 | 8.4238 | 14.8119 | 13.5893 | 9 | 5.644 | 5.7917 | 3.3202 | 8.4899
c4.OH.Pro | 8.391 | 9.3269 | 3.8397 | 4.5385 | 41.7949 | 5.9231 | 6.6026 | 10.75 | 10.9744 | 11.1538 | 7.8782 |  | 5.8397 | 8.6987 | 8.391
Carnosine | 7.925 | 4.4125 | 8.025 | 9.725 | 17 | 7.6125 | 5.375 | 9.8625 | 21.6 | 19.2875 | 7.95 | 4.6375 | 4.8875 | 5.1125 | 7.9375
Cit | 3.5714 | 10.992 | 6.5205 | 2.7143 | 16.0714 | 5.3679 | 7.3214 | 14.0955 | 6.0589 | 10.4563 | 9.3679 | 4.9705 | 4.1116 | 3.9643 | 6.2897
Creatinine | 5.3329 | 17.9314 | 5.51 | 2.2621 | 13.6071 | 7.6793 | 4.1071 | 8.4568 | 4.1796 | 9.8271 | 6.0807 | 8.465 | 6.0171 | 1.9257 | 6.0489
DOPA | 23.6848 | 21.0217 | 5.3261 | 12.8913 | 3.2609 | 27.1848 | 8.0435 | 6.5978 | 4.7609 | 13.3587 | 18.5109 | 10.9457 | 20.0109 | 16.2609 | 13.125
Dopamine | 22.8598 | 19.0854 | 4.1585 | 13.7744 | 10.7317 | 29.4329 | 11.5244 | 7.9756 | 9.2317 | 7.9878 | 16.2378 | 16.5854 | 13.939 | 10.8659 | 12.6494
Gln | 5.8812 | 10.0764 | 6.1448 | 3.87 | 12.5762 | 6.7438 | 6.7835 | 13.8567 | 3.413 | 16.952 | 6.9941 | 4.9575 | 7.3363 | 2.7694 | 6.7636
Glu | 4.7561 | 10.8265 | 2.9895 | 3.1806 | 16.1685 | 4.8061 | 4.8913 | 16.7647 | 3.3792 | 15.8389 | 6.8685 | 4.7872 | 3.3783 | 3.5887 | 4.7967
Gly | 5.2635 | 8.8277 | 8.1988 | 4.0978 | 16.2852 | 5.6097 | 4.0493 | 14.5371 | 17.4634 | 11.7567 | 7.3971 | 10.2765 | 5.5983 | 5.4418 | 7.7979
His | 4.8288 | 11.1554 | 7.0228 | 2.9623 | 14.8418 | 6.1111 | 2.7215 | 12.9994 | 17.1127 | 14.1725 | 7.2158 | 3.644 | 4.4389 | 3.5962 | 6.5669
Histamine | 6.575 | 9.4688 | 13.3625 | 10.3438 | 19.5625 | 6.2875 | 6.875 | 17.4312 | 12.5375 | 16.3438 | 6.0312 | 10.7375 | 6.9688 | 3.1 | 9.9062
Ile | 4.334 | 5.0052 | 7.3208 | 2.4813 | 9.5139 | 5.7576 | 4.7917 | 9.6146 | 13.2441 | 14.391 | 6.9497 | 5.8997 | 4.2392 | 4.2698 | 5.8286
Kynurenine | 5.7838 | 10.2162 | 6.6284 | 3.9054 | 14.3243 | 5.8851 | 7.8378 | 12.8176 | 7.3446 | 7.527 | 7.9865 | 2.6554 | 5.1689 | 2.5473 | 6.9865
Leu | 7.7219 | 11.1302 | 7.5096 | 1.7606 | 18.3333 | 6.3463 | 4.1667 | 16.3431 | 7.6596 | 15.2988 | 6.6675 | 10.8575 | 5.6029 | 4.7075 | 7.5846
Lys | 4.0619 | 10.3512 | 5.4736 | 3.7543 | 11.1878 | 7.5385 | 30.8011 | 7.625 | 24.2356 | 9.9776 | 8.903 | 3.9801 | 4.2566 | 4.3424 | 7.5818
Met | 6.6175 | 12.2508 | 5.38 | 4.8975 | 17.0833 | 6.6008 | 6.9167 | 11.1192 | 15.6675 | 12.3058 | 4.615 | 6.6192 | 12.7 | 5.4433 | 6.7679
Met.SO | 19.2333 | 9.3667 | 3.6 | 15.1 | 6.8333 | 21.0833 | 10.75 | 14.1917 | 10.9917 | 13.7833 | 26.2333 | 45.7417 | 18.6 | 16.3 | 14.6458
Nitro.Tyr | 4.9865 | 6.0338 | 6.5743 | 2.527 | 7.4324 | 3.7365 | 5.8108 | 10.2365 | 3.0338 | 8.9459 | 9.4662 | 3.9662 | 7.4122 | 4.1959 | 5.9223
Orn | 13.4666 | 12.1776 | 9.18 | 7.6439 | 18.6053 | 14.5571 | 13.8684 | 11.9292 | 20.6755 | 18.9442 | 15.8187 | 10.4326 | 13.1418 | 8.9282 | 13.3042
PEA | 16.6667 | 20.1111 | 13.6667 | 24.0556 | 5.9444 | 19.3333 | 5.7222 | 5.8333 | 23.8889 | 5.4444 | 18.8889 | 16.6111 | 24.8333 | 9 | 16.6389
Phe | 4.8536 | 12.073 | 3.7859 | 2.525 | 9.3952 | 5.1944 | 2.2177 | 8.4835 | 9.4117 | 12.1702 | 7.9895 | 3.0863 | 6.0927 | 1.669 | 5.6435
Pro | 5.8077 | 6.8573 | 7.0094 | 1.8843 | 11.7788 | 4.7087 | 5.7692 | 8.338 | 2.7798 | 11.4529 | 6.2687 | 8.0108 | 8.0129 | 4.4406 | 6.563
Putrescine | 6.4881 | 14.1071 | 9.3452 | 5.119 | 15.4762 | 7.1429 | 5.2381 | 13.5714 | 11.6667 | 13.869 | 5.5357 | 6.7262 | 11.1905 | 4.2262 | 8.244
Sarcosine | 6.5125 | 7.1063 | 7.8875 | 2.475 | 26.9375 | 5.0875 | 3.6875 | 26.2125 | 15.7375 | 11.4125 | 5.5812 | 29.1 | 4.9188 | 5.6813 | 6.8094
SDMA | 2.625 | 17.4375 | 8.125 | 5.5 | 20 | 8.0625 | 4.9375 | 5.375 | 24.8125 | 15.5625 | 10 | 12.125 | 7.5625 | 4.4375 | 8.0938
Ser | 4.2241 | 4.5866 | 6.9182 | 3.5575 | 11.4912 | 6.5061 | 8.114 | 16.1594 | 8.9998 | 9.9105 | 7.6357 | 3.6357 | 4.4667 | 2.9936 | 6.7122
Serotonin | 4.7619 | 5.4167 | 6.4881 | 3.5119 | 16.7857 | 6.3095 | 5.5357 | 13.2738 | 5.7738 | 9.4048 | 6.8452 | 11.1905 | 6.369 | 4.0476 | 6.3393
Spermidine | 4.7955 | 9.5227 | 7.5 | 8.9773 | 7.7273 |  | 5.4545 | 14.7727 | 6.8636 | 13.6136 | 15.2955 | 9.5 | 5.7955 | 2.4318 | 7.7273
Spermine | 4.4375 | 20.3125 | 5.0833 | 15.1458 | 15.5625 | 11.0625 | 22.2083 | 18.6667 | 14.1875 | 18.1875 | 6.5208 | 9.9375 | 4.625 | 12.2083 | 13.1979
t4.OH.Pro | 5.1641 | 6.9391 | 4.6375 | 1.5703 | 9.6875 | 6.5766 | 2.8125 | 11.5484 | 10.0297 | 8.7984 | 7.4266 | 6.425 | 4.0578 | 2.7094 | 6.5008
Taurine | 3.5893 | 9.1264 | 4.3436 | 2.2843 | 8.6429 | 4.1779 | 4.8571 | 8.2479 | 4.7279 | 10.59 | 6.1243 | 2.0329 | 5.0214 | 1.7486 | 4.7925
Thr | 4.3754 | 5.8468 | 5.4303 | 3.1559 | 7.2695 | 4.7362 | 4.7872 | 13.6715 | 9.4395 | 11.3911 | 5.9071 | 8.1385 | 4.8395 | 2.8204 | 5.6386
Trp | 5.091 | 10.0739 | 9.6856 | 5.0468 | 12.2872 | 6.8213 | 5.1064 | 12.291 | 10.5356 | 12.4059 | 6.9112 | 4.742 | 5.0824 | 3.0894 | 6.8662
Tyr | 5.2787 | 7.9123 | 4.925 | 4.0817 | 12.3507 | 4.4146 | 5.8209 | 12.1168 | 3.1116 | 15.0418 | 5.6623 | 9.4713 | 4.6944 | 4.0418 | 5.4705
Val | 5.9914 | 8.5314 | 6.5023 | 1.0912 | 4.7297 | 3.6484 | 6.6216 | 7.6036 | 3.2312 | 16.277 | 8.6481 | 24.6859 | 8.9415 | 3.7147 | 6.562
AA | 12.2075 | 273.4762 | 19.615 | 84.4663 | 240.25 | 76.595 | 81.5 | 67.2475 | 8.2675 | 9.445 | 75.5525 | 61.565 | 51.6075 | 50.54 | 64.4062
AABA | 10.8854 | 7.475 | 46.2333 | 3.6437 | 17.125 | 16.6375 | 8.3333 | 13.7667 | 16.4229 | 30.4625 | 32.0958 | 7.0604 | 18.1521 | 20.4958 | 16.5302
AbsAcid | 108.3278 | 19.0806 | 160.0833 | 76.3819 | 146.9444 | 12.7194 | 26.8056 | 59.4278 | 13.9681 | 75.0472 | 76.3722 | 103.6 | 17.7806 | 62.1708 | 68.609
Anserine | 23.0278 | 13.9167 | 5.0278 | 38.8333 | 14.4444 | 9.9028 | 6.9444 | 29.7222 | 58.6806 | 28.75 | 10.375 | 10.2778 | 20.4583 | 25.5694 | 17.4514
Asp | 19.1522 | 33.2337 | 13.9761 | 21.4207 | 6.5217 | 3.9359 | 9.0217 | 10.0457 | 29.6902 | 25.0641 | 20.1804 | 17.7196 | 14.8967 | 2.8 | 16.3082
BABA | 18.849 | 3.6875 | 8.6615 | 9.7917 | 18.4375 | 11.0625 | 8.3333 | 6.125 | 52.7396 | 15.9479 | 25.776 | 10.25 | 14.6719 | 18.9531 | 12.8672
beta.Ala | 11.3704 | 16.463 | 10.1667 | 11.3056 | 73.1204 | 6.9722 | 35.463 | 9.0093 | 10.463 | 25.0093 | 22.1944 | 69.9537 | 12.963 | 1358.4815 | 14.713
Betaine | 44.3923 | 44.7442 | 57.1115 | 103.0308 | 24.6154 | 68.8144 | 7.5962 | 10.6029 | 42.6827 | 17.8096 | 58.4731 | 9.6 | 78.8904 | 6.2683 | 43.5375
CA | 4.7685 | 10.787 | 6.7593 | 13.7037 | 49.9074 | 10.8333 | 18.2407 | 8.8426 | 10.4167 | 20.7407 | 11.4815 | 4.1204 | 5.4167 | 6.8056 | 10.6019
CDCA | 166.1111 | 8.0556 | 18.1481 | 204.3519 | 40 | 148.6111 | 28.8889 |  | 11.9444 | 727.2222 | 28.7037 | 33.5185 | 21.0185 | 18.8889 | 28.8889
Choline | 33.2846 | 15.6481 | 12.2038 | 3.0788 | 8.2692 | 15.3269 | 26.3462 | 13.15 | 5.2962 | 29.7635 | 19.3 | 6.4404 | 12.9615 | 1.9192 | 13.0558
Cortisol | 31.9118 | 6.4706 | 12.0588 | 28.0882 | 12.2059 | 15 | 25.7353 | 15.2941 | 20.2941 | 15.1471 | 28.8235 | 47.7941 | 4.8529 | 23.0882 | 17.7941
Cys | 15.8902 | 36.2339 | 40.9205 | 118.3518 | 80.2679 | 5.5652 | 37.8571 | 59.8929 | 59.0455 | 7.1402 | 33.4098 | 10.517 | 38.0241 | 16.9598 | 37.0455
Cystine | 71.45 | 70.7125 | 7.5125 | 18.1375 | 31.5 | 5.2625 | 16.5 | 9.875 | 24.7125 | 54.4375 | 62.1375 | 33.8625 | 11.5 | 42.4125 | 28.1062
DCA | 13.4722 | 20.625 | 23.0556 | 42.8472 | 57.2222 | 13.5417 | 191.6667 | 41.1111 | 51.1111 | 30.1389 | 25.0694 | 17.1528 | 11.3889 | 33.6806 | 27.6042
DHA | 13.9205 | 22.2386 | 51.8182 | 45.3447 | 228.0303 | 11.7614 | 10.1515 | 61.9886 | 52.6742 | 31.7803 | 49.5909 | 202.7576 | 52.2917 | 76.6856 | 50.7045
DHEAS | 31 | 109.7963 | 121.7222 | 90.4722 | 31.9444 | 16.6667 | 33.2407 | 19.1574 | 70.1852 | 45.1481 | 52.4537 | 125.8426 | 18.2222 | 38.6296 | 41.8889
EPA | 35.1917 | 19.6 | 51.925 | 35.0833 | 191.8333 | 10.8083 | 29 | 51.0083 | 54.0333 | 9.7833 | 51.9083 | 133.175 | 60.5417 | 74.5417 | 51.4583
GABA | 3.8947 | 15.3816 | 20.3289 | 8.2368 | 5.6579 | 18.6711 | 26.9737 | 13.7632 | 25.8026 | 5.4342 | 9.9737 | 3.4737 | 26.8684 | 14.8158 | 14.2895
GCA | 25.375 | 4.1875 | 16.25 | 30.1875 | 24.125 | 3.375 | 7.125 | 19 | 7.5 | 21.9375 | 11.5 | 7.8125 | 9.9375 | 14.25 | 12.875
GCDCA | 6.875 | 45.6042 | 24.0208 | 172.0833 | 33.7292 | 10.8125 | 51.4583 | 40.6458 | 15.2083 | 9.3958 | 52.6875 | 62.7083 | 6.3542 | 23.2917 | 28.875
GDCA | 30.3571 | 72.619 | 38.869 | 671.7857 | 54.3452 | 6.0714 | 7.0238 | 60.4762 | 12.9762 | 32.5595 | 9.5833 | 5.5357 | 9.4048 | 16.1905 | 23.2738
GLCA | 4.186 | 10.0581 | 6.686 | 13.7209 | 11.3953 | 6.1047 | 2.3256 | 10 | 3.7791 | 7.907 | 7.7326 | 4.7093 | 6.9767 | 3.8953 | 6.8314
GLCAS | 41.4286 | 5.7143 | 5.8333 | 4.4048 | 79.0476 | 16.4286 | 65.1548 | 18.3333 | 13.8095 | 99.2857 | 8.2143 | 51.3095 | 7.7381 | 20.7143 | 17.381
GUDCA | 10.4412 | 10.8824 | 32.6471 | 3.2353 | 43.3824 | 7.6471 | 107.0588 | 37.0588 | 34.5588 | 13.9706 | 11.6176 | 107.2059 | 30.7353 | 50 | 31.6912
HArg | 7.25 | 7.8796 | 5.4444 | 19.25 | 21.4815 | 64.0278 | 13.8889 | 54.9815 | 58.9722 | 32 | 25.963 | 6.8611 | 7.3889 | 38.8519 | 20.3657
HCys | 66.9224 | 58.5603 | 42.3233 | 338.3017 | 40.6466 | 48.5991 | 72.5 | 30.9914 | 87.5819 | 25.7284 | 82.7069 | 83.9483 | 30.8448 | 24.2543 | 53.5797
HipAcid | 12.9907 | 22.8704 | 6.7593 | 36.6019 | 33.5185 | 27.8333 | 33.9815 | 50.8426 | 37.2593 | 5.1481 | 31.7778 | 19.4352 | 35.0093 | 121.5833 | 32.6481
Hypoxanthine | 34.5855 | 33.0329 | 36.0789 | 231.7632 | 8.75 | 57.5757 | 27.1711 | 8.4013 | 66.7862 | 99.1645 | 104.0757 | 16.7961 | 38.3026 | 70.5987 | 37.1908
Ind.SO4 | 33.7733 | 26.8953 | 49.4709 | 68.2209 | 31.1628 | 5.6163 | 48.8372 | 60.8547 | 35.6512 | 68.2442 | 5.8605 | 10.4709 | 50.343 | 82.6919 | 42.2442
Lac | 6.2277 | 6.1179 | 9.0384 | 18.3782 | 19.2076 | 2.9004 | 5.2581 | 37.0896 | 8.8684 | 23.7067 | 10.7158 | 10.1371 | 16.9364 | 26.139 | 10.4265
p.Cresol.SO4 | 55.2518 | 28.7857 | 65.9813 | 58.8018 | 52.3214 | 50.2241 | 6.0714 | 67.7509 | 62.5884 | 85.5009 | 32.6259 | 62.2259 | 64.2964 | 28.3696 | 57.0268
PAG | 29.1875 | 59.125 | 33.1562 | 60.6875 | 44.5625 | 65.2031 | 17.6562 | 30.5625 | 46.4219 | 7.4062 | 39.1562 | 3.6562 | 30.3438 | 16.5625 | 31.8594
PheAlaBetaine | 6.6125 | 30.6625 | 11.8625 | 6.6375 | 15.75 | 45.4625 | 17 | 33.5 | 54.0875 | 7.125 | 23.9375 | 26.3625 | 16.375 | 15.1875 | 16.6875
ProBetaine | 9.11 | 9.4175 | 23.0125 | 101.8875 | 6.3 | 4.19 | 27.55 | 38.86 | 15.6925 | 39.3925 | 5.935 | 20.42 | 26.1925 | 29.105 | 21.7163
TCA | 3.7963 | 14.7222 | 10.5093 | 17.037 | 11.25 | 6.9444 | 8.8426 | 2.2685 | 8.1481 | 7.1296 | 7.7315 | 8.7963 | 8.8426 | 43.3333 | 8.8194
TCDCA | 11.1694 | 7.1371 | 19.7581 | 25 | 16.129 | 324.2742 | 4.2742 | 8.2661 | 24.9597 | 18.5081 | 8.4677 | 6.3306 | 10.6452 | 7.1774 | 10.9073
TDCA | 5.375 | 9.4167 | 6.7083 | 60.4167 | 28.5417 | 346.0417 | 19.375 | 12.3333 | 11.625 | 16.0833 | 8.875 | 7 | 9.1667 | 20.5 | 11.9792
TLCA | 34.6154 | 211.9872 | 72.5 | 55.8333 | 42.5641 | 7.8846 | 14.1667 | 82.1795 | 13.8462 | 38.2051 | 15.2564 | 5.1923 | 6.3462 | 56.6026 | 36.4103
TMAO | 12.5234 | 15.3281 | 5.0078 | 2.9375 | 37.2656 | 25.2578 | 3.125 | 5.9844 | 9.7031 | 17.3047 | 7.1641 | 31.9922 | 9.4922 | 14.2031 | 11.1133
TMCA | 13.7791 | 10.5233 | 5.3488 | 38.2558 | 27.3256 | 5 | 7.9651 | 14.593 | 4.8256 | 37.3256 | 11.9186 | 31.3372 | 16.8023 | 55.407 | 14.186
Trigonelline | 52.6068 | 30.7841 | 39.0068 | 22.7932 | 11.5909 | 30.1659 | 52.7273 | 20.9068 | 53.8614 | 144.2023 | 71.2091 | 38.9455 | 10.7136 | 31.7523 | 35.3489
X1.Met.His | 4.4875 | 11.125 | 6.4688 | 9.0563 | 7.3125 | 7.7438 | 21.125 | 10.1875 | 3.2375 | 10.2438 | 8.9688 | 14.75 | 11.3562 | 4.3 | 9.0125
X3.IAA | 18.5781 | 15 | 13.9062 | 35.5625 | 58.75 | 31.0156 | 62.6562 | 43.6875 | 56.8125 | 41.3438 | 21.1562 | 10.4688 | 10.0469 | 17.3125 | 26.0859
X3.IPA | 8.8542 | 57.6562 | 57.3438 | 69.1146 | 11.0417 | 17.5521 | 72.0312 | 22.9167 | 53.8021 | 40.5208 | 21.6667 | 25.5729 | 7.4479 | 65.4167 | 33.0469
X3.Met.His | 13.8605 | 12.6802 | 6.9302 | 29.8837 | 12.9651 | 23.9186 | 18.2558 | 15.8953 | 37.3256 | 4.9767 | 6.343 | 8.0756 | 15.4651 | 5.7791 | 13.4128
X5.AVA | 14.475 | 16.7 | 29 | 12.8375 | 31.375 | 4.175 | 4 | 10.3625 | 10.2125 | 19.925 | 27.3125 | 3.675 | 22.625 | 28.525 | 15.5875
Xanthine | 4.8382 | 23.5588 | 55.7843 | 307.402 | 19.3137 | 45.7255 | 20.3922 | 17.348 | 34.6863 | 98.5833 | 81.2696 | 13.6422 | 22.8824 | 62.9363 | 29.1225
AconAcid | 81.1936 | 47.2407 | 66.0866 | 77.1512 | 26.1047 | 35.7837 | 59.9419 | 91.7151 | 72.6907 | 92.4634 | 46.3878 | 52.15 | 37.0802 | 60.7041 | 60.323
DiCA.12.0. | 9.2037 | 74.963 | 69.5185 | 64.0463 | 72.5 | 307.9352 | 180.463 | 36.9167 | 21.5556 | 60.9259 | 21.5093 | 134.7685 | 46.75 | 53.1389 | 62.4861
DiCA.14.0. | 68.4196 | 22.3393 | 35.0357 | 82.3839 | 58.9286 | 17.0268 | 54.8214 | 6.3661 | 35.4911 | 66.7679 | 43.5536 | 33.4554 | 34.3929 | 19.0357 | 35.2634
FA.18.1. | 12.6659 | 48.4632 | 19.9336 | 38.405 | 28.1609 | 39.0668 | 79.6121 | 35.1563 | 61.2805 | 48.8624 | 46.1678 | 34.1032 |  |  | 38.7359
FA.18.2. | 696.0754 | 47.7685 | 1090.2581 | 400.6302 | 287.5 | 373.0109 | 239.5161 | 459.502 | 377.3754 | 108.873 | 804.1685 | 1124.6968 | 95.3448 | 146.8565 | 375.1931
FA.20.1. | 42.5521 | 18.1007 |  | 39.7465 | 156.5972 | 220.1597 | 58.7847 | 77.1875 |  | 12.0104 | 4.7604 | 27.1007 |  |  | 41.1493
FA.20.3. | 27.5364 | 30.9636 | 12.8955 | 11.9318 | 30.4091 | 17.1045 | 62.8636 |  | 42.8864 | 18.9 | 25 | 58.8773 | 43.6409 |  | 28.9727
Indole | 108.069 | 13.304 | 61.6785 | 45.4223 | 48.7903 | 3.2452 | 5.3226 | 67.209 | 21.4548 | 16.9305 | 28.5278 | 5.4035 | 10.1951 | 10.8727 | 19.1927
OH.GlutAcid | 80.3109 | 6.1547 | 33.1844 | 87.3766 | 33.75 | 13.725 | 12.8125 | 72.9844 | 40.3594 | 87.6078 | 25.7891 | 6.5266 | 14.5016 | 33.575 | 33.3797
C0 | 25.6102 | 8.4344 | 17.2289 | 41.7883 | 8.2031 | 7.9805 | 20.7812 | 25.4305 | 9.0195 | 10.0203 | 5.8359 | 4.2523 | 14.6297 | 55.8883 | 12.325
C10 | 12.0625 | 35.2917 | 32.3542 | 7.5208 | 77.1875 | 28.0833 | 5.4167 | 15.625 | 32.5417 | 19.6875 | 7.6042 | 4.5833 | 31.6458 | 43.5208 | 23.8854
C12 | 15.5833 | 26.55 | 13.8 | 22.6 | 82.4667 | 7.75 | 3.6667 | 12.4167 | 6.1333 | 11.6667 | 7.9667 | 5.5833 | 6.55 | 2.2167 | 9.8167
C14 | 18.7143 | 9.5714 | 4.1786 | 18.6429 | 15.8929 | 4.1429 | 3.75 | 16.5714 | 3.625 | 15.4643 | 6.6607 | 4.25 | 16.4107 | 2.5714 | 8.1161
C16 | 16.3 | 7.7167 | 4.5333 | 16.6 | 15.8333 | 4.9667 | 3.6667 | 16.7167 | 0.71667 | 17.6667 | 7.8833 | 4.3 | 5.25 | 3.1167 | 6.4833
C18 | 9.4167 | 8.5333 | 6.95 | 9.65 | 19.6667 | 4.9 | 6.3333 | 18.8833 | 2.1333 | 14.65 | 6.1833 | 4.6 | 5.2667 | 4.2 | 6.6417
C18.2 | 36.0656 |  | 9.0164 |  | 9.4262 |  | 42.2951 |  | 7.7869 | 4.0984 | 29.918 | 14.3443 | 38.5246 | 10.2459 | 12.2951
C2 | 5.9868 | 3.2566 | 4.3487 | 14.2895 | 14.4737 | 3.8026 | 4.1447 | 10.0066 | 2.9539 | 6.5526 | 6.5921 | 5.5197 | 8.0921 | 24.1382 | 6.2697
C3 | 9.1719 | 28.1562 | 21.9375 | 11.3281 | 11.25 | 29.2344 | 22.6562 | 23.5312 | 21.4688 | 8.625 | 14.0156 | 10.7656 | 20.6094 | 25.5781 | 21.0391
C4 | 6.75 | 2.8571 | 5.3393 | 12.1607 | 15.3571 | 3.6429 | 7.3214 | 9.8929 | 5.3929 | 5.6607 | 7.6607 | 4.3571 | 6.3929 | 5.0536 | 6.0268
C5 | 13.6964 | 4.6429 | 5.5 | 28.5 | 39.9643 | 2.0536 | 16.4286 | 15.2143 | 4.1071 | 18.4821 | 7.7857 | 4.7143 | 9.8393 | 4.1429 | 8.8125
C6..C4.1.DC. | 2.9012 | 2.7469 | 7.8704 | 10.5556 | 17.2531 | 5.7099 | 8.8889 | 20.679 | 2.9938 | 5.9259 | 5.463 | 11.1111 | 9.4753 | 9.3827 | 8.3796
C8 | 29.1193 | 8.75 | 7.6705 | 33.9205 | 62.0455 | 10.1705 | 7.1023 | 32.1591 | 5.5966 | 23.3807 | 16.6761 | 4.2045 | 9.6875 | 2.7273 | 9.929
CE.14.0. | 26.0685 | 73.6199 | 57.3562 | 51.9007 | 15.0685 | 37.8904 | 43.8014 | 19.2568 | 13.2671 | 15.8048 | 1158.863 | 19.9178 | 31.6473 | 23.4863 | 28.8579
CE.14.1. | 159.5833 | 255.8333 |  | 521.6667 | 89.1667 | 291.4583 | 97.5 | 103.3333 | 761.25 | 188.5417 | 1028.125 | 10.4167 |  | 717.9167 | 222.1875
CE.15.0. | 35.625 | 115.6346 |  | 9.7308 | 64.6442 | 65.4712 | 17.8846 | 18.1538 | 11.5769 | 6.0096 | 1364.7885 | 20.0865 | 42.25 | 14.3942 | 20.0865
CE.16.0. | 41.4498 | 35.9895 | 59.363 | 70.3068 | 82.2727 | 19.2268 | 28.6364 | 35.862 | 39.3282 | 16.103 | 1709.2591 | 10.417 | 34.9045 | 44.8857 | 37.6589
CE.16.1. | 14.8179 | 69.6232 | 20.1304 | 75.4875 | 72.5982 | 77.4402 | 53.8393 | 49.8232 | 65.25 | 13.1179 | 109.8482 | 9.6679 | 43.8571 | 212.3143 | 59.5446
CE.17.0. | 34.7833 | 57.425 | 60.9833 | 12.6417 | 26.75 | 27.6667 | 24.0833 | 23.4083 | 19.0333 | 28.8083 | 873.9417 | 18.8583 | 20.575 | 26.7917 | 26.7708
CE.17.1. | 10.2632 | 89.2368 | 16.0789 | 108.5 | 26.7105 | 78.6974 | 17.3684 | 48.6447 | 91.8684 | 30.6579 | 280.4474 | 18 | 33.7763 | 210.0789 | 41.2105
CE.18.0. | 42.6733 | 16.5767 | 55.4733 | 30.46 | 66.4 | 21.5267 | 56.3333 | 38.6 | 40.6767 | 17.7467 | 1311.3933 | 14.23 | 26.9467 | 42.54 | 39.6383
CE.18.1. | 15.0828 | 24.596 | 40.4591 | 94.6432 | 76.7038 | 46.4446 | 65.9236 | 60.9188 | 21.5193 | 10.6186 | 142.7366 | 13.5065 | 50.4266 | 99.8631 | 48.4356
CE.18.2. | 6.5372 | 7.0774 | 39.3251 | 88.9394 | 78.3533 | 8.8128 | 39.9734 | 48.6501 | 9.9387 | 15.926 | 77.0736 | 9.4048 | 31.8883 | 37.5572 | 34.7227
CE.18.3. | 13.4469 | 15.2281 | 33.3148 | 67.0445 | 75.5938 | 13.0617 | 31.6406 | 51.3117 | 3.4016 | 8.3336 | 73.6828 | 9.5047 | 33.4797 | 48.282 | 32.4777
CE.20.0. | 24.9613 | 37.2679 | 16.7321 | 79.2131 | 94.6429 | 36.6393 | 11.7262 | 45.9946 | 60.8536 | 13.1 | 137.4095 | 14.8357 | 37.622 | 80.0935 | 37.4449
CE.20.1. | 32.1783 | 42.03 | 19.135 | 60.69 | 32.6667 | 51.5717 | 6.3333 | 30.86 | 44.125 | 32.2067 | 196.6783 | 7.0133 | 57.6483 | 172.1733 | 37.3483
CE.20.3. | 14.3568 | 9.6159 | 45.5864 | 77.4409 | 68.1364 | 7.4955 | 27.5 | 55.6591 | 22.2727 | 17.0295 | 77.8114 | 7.2409 | 30.6432 | 18.7386 | 24.8864
CE.20.4. | 8.541 | 12.7053 | 21.4688 | 78.2137 | 69.9023 | 25.8773 | 43.3594 | 46.5242 | 18.9439 | 10.5547 | 73.9938 | 9.2645 | 21.6291 | 79.5504 | 23.7532
CE.20.5. | 23.1147 | 11.6162 | 29.8368 | 36.7941 | 68.7353 | 10.6941 | 30.8824 | 47.1382 | 5.6147 | 14.2632 | 22.9015 | 12.5985 | 26.1206 | 47.9471 | 24.6176
CE.22.1. | 14.3939 | 52.3485 |  | 39.3939 | 15.5303 | 28.7879 | 11.1364 |  | 24.9242 | 15.5303 | 601.7424 | 22.8788 |  | 87.5758 | 24.9242
CE.22.2. | 47.4737 | 56.6447 | 2.9605 | 109.1447 | 7.7632 | 51.9737 | 6.1842 | 44.9342 | 90.5132 | 22.3684 | 81.3289 | 9.3553 | 39.8421 | 169.0921 | 46.2039
CE.22.5. | 14.7667 | 44.6333 | 29.6167 | 65.3 | 12 | 21.7833 | 29.1667 | 35.7333 | 17.7167 | 6.2333 | 91.2167 | 14.85 | 19.9 | 47.3667 | 25.475
CE.22.6. | 25.2821 | 6 | 38.4518 | 38.1518 | 12.3214 | 8.7554 | 28.9286 | 55.75 | 7.9625 | 9.7089 | 95.5946 | 11.3554 | 32.0589 | 20.5536 | 22.9179
Cer.d16.1.20.0. | 63.0435 |  | 42.9348 | 55.4348 | 19.5652 |  | 65.4348 |  |  | 58.1522 | 11.9565 | 68.4783 | 149.4565 |  | 58.1522
Cer.d16.1.22.0. | 49.8333 | 15.6667 | 20.1667 | 43.6667 | 37.5 | 43.1667 | 11.1667 | 153.3333 | 79.8333 | 44.3333 | 20.8333 | 8.6667 | 135.5 | 205.6667 | 43.4167
Cer.d16.1.23.0. | 69.5312 | 45.3125 | 25.7812 | 50.3906 | 41.7969 |  | 23.5547 |  | 48.4375 | 61.7188 |  | 10.1562 | 64.0625 | 187.1094 | 48.4375
Cer.d16.1.24.0. | 43.8776 | 17.602 | 64.2857 | 13.7755 | 30.6122 | 109.4388 | 14.0816 | 237.5 | 213.2653 | 9.6939 | 21.4286 | 10.2041 | 252.2959 | 405.8673 | 37.2449
Cer.d18.0.24.0. |  | 15.125 | 21.875 | 37.375 | 7.25 |  | 12.375 | 9.375 | 3.125 |  |  | 15.75 | 50.625 |  | 15.125
Cer.d18.1.16.0. | 30.6944 | 29.5833 | 13.0556 | 26.8056 | 2.7778 | 7.8472 | 18.75 | 75.8333 | 40.8333 | 34.3056 | 33.6806 | 16.3889 | 89.0972 | 154.7222 | 30.1389
Cer.d18.1.18.0. | 36.1538 | 13.4615 | 12.5 | 33.8462 | 17.5 | 19.6154 | 12.3077 | 52.8846 | 18.4615 | 25.1923 | 34.6154 | 10 | 61.3462 | 151.9231 | 22.4038
Cer.d18.1.20.0. | 41 | 23.25 | 54.25 | 22.75 | 6.75 | 42.25 | 8.25 | 119.5 | 86.5 | 22 | 18.75 | 7.75 | 255.5 | 338 | 32.125
Cer.d18.1.22.0. | 26.4474 | 11.3158 | 44.2105 | 3.1579 | 23.3333 | 67.2368 | 5.5702 | 196.4035 | 217.7193 | 9.9123 | 9.7368 | 5.9211 | 252.0175 | 505.8333 | 24.8904
Cer.d18.1.23.0. | 34.8661 | 35.2232 | 47.2321 | 6.8304 | 27.6339 | 71.875 | 8.3482 | 218.6161 | 232.8571 | 10.2232 | 13.125 | 6.4286 | 286.875 | 513.8839 | 35.0446
Cer.d18.1.24.0. | 26.0469 | 22.4219 | 52.5781 | 3.8281 | 44.3281 | 94.7188 | 7.5 | 251.2656 | 307.1406 | 4.9844 | 12.0312 | 5.4219 | 360.2344 | 639.9844 | 35.1875
Cer.d18.1.24.1. | 22.0486 | 23.6806 | 56.7708 | 6.7361 | 31.4236 | 87.0139 | 7.2222 | 246.6667 | 303.0556 | 9.2708 | 18.8889 | 3.8542 | 334.3403 | 784.5833 | 27.5521
Cer.d18.1.25.0. | 26.4 |  |  | 7.4 | 40.7 |  | 16.3 |  | 345.8 | 11.4 | 12.4 | 6 | 397.3 | 958.5 | 21.35
Cer.d18.1.26.1. |  |  |  | 11.1111 | [5 empty] | 30.5556 | 50 | 18.0556 | 426.3889 | 837.5 | 40.2778
Cer.d18.2.16.0. | 42.4051 | 25 | 15.1899 | 41.7722 | 10.7595 | 12.3418 | 20.8228 | 55.6962 | 23.7342 | 35.7595 | 15.1899 | 6.3291 | 39.557 | 111.7089 | 24.3671
Cer.d18.2.18.0. | 68.9655 | 30.1724 | 20.2586 | 51.2931 | 28.4483 |  | 15.0431 | 81.8966 |  | 58.1897 | 24.1379 | 7.3276 | 44.3966 | 78.8793 | 37.2845
Cer.d18.2.20.0. | 66.6667 |  | 35.8333 | 52.9167 | 6.6667 |  | 19.8333 |  | 29.1667 | 60 | 56.6667 | 9.1667 | 66.6667 | 182.9167 | 52.9167
Cer.d18.2.22.0. | 38.1944 | 15.1389 | 28.3333 | 22.0833 | 24.3056 | 26.5278 | 5.6944 | 141.1111 | 119.8611 | 20.1389 | 24.4444 | 5.8333 | 149.4444 | 273.8889 | 25.4861
Cer.d18.2.23.0. | 25.9494 | 17.4051 | 26.5823 | 17.4051 | 31.0127 | 40.5063 | 5.4114 | 176.5823 | 169.9367 | 29.4304 | 31.3291 | 4.1139 | 212.6582 | 418.9873 | 30.2215
Cer.d18.2.24.0. | 23.7097 | 33.1452 | 59.2742 | 3.3871 | 48.3871 | 67.2581 | 10.4839 | 239.1935 | 266.0484 | 8.3871 | 9.2742 | 8.2258 | 297.0968 | 608.2258 | 40.7661
Cer.d18.2.24.1. | 24.2857 | 19.6429 | 50.7143 | 11.7857 | 33.2143 | 74.6429 | 3.2143 | 190.8929 | 176.7857 | 8.9286 | 19.6429 | 6.25 | 231.9643 | 610.8929 | 28.75
DG.16.0_18.1. | 6.5469 | 6.2031 | 36.7734 | 45.1562 | 2.4219 | 4.1094 | 63.125 | 46.5156 | 19.25 | 5.9141 | 35.6953 | 38.1016 | 28.6641 | 36.8906 | 32.1797
DG.16.0_18.2. | 19.8587 | 8.3913 | 40.0217 | 36.087 | 12.6087 | 17.0761 | 55.7609 | 44 | 24.7717 | 10.7935 | 27.2174 | 30.0652 | 38.4674 | 16.0326 | 25.9946
DG.16.1_18.2. | 36.9767 | 16.1047 | 39.3023 | 8.1395 | 10.9302 | 15.814 | 49.8256 | 36.2209 | 28.0233 | 27.9651 | 14.1279 | 27.093 | 40.5814 | 21.5116 | 27.5291
DG.18.1_18.1. | 4.9 | 4.3667 | 35.8667 | 42.9833 | 8.1667 | 15.4 | 52.8167 | 49.3333 | 30.45 | 7.55 | 42.4167 | 29.9333 | 38.2667 | 13.1167 | 30.1917
DG.18.1_18.2. | 17 | 13.2917 | 41.8036 | 21.9405 | 10.4762 | 30.7738 | 47.3214 | 48.7798 | 42.3512 | 8.2857 | 27.8452 | 25.1667 | 44.7143 | 11.006 | 26.506
DG.18.1_20.1. | 370.4545 | 225 | 86.3636 | 736.3636 |  | 234.0909 | 200.6818 |  | 179.5455 |  | 1609.0909 |  | 75 | 354.5455 | 229.5455
DG.18.2_18.2. | 12.7167 | 10.5917 | 43.6083 | 18.7583 | 19.5 | 30.4917 | 43.0833 | 50.8583 | 42.4 | 8.775 | 12.6917 | 22.5583 | 49.3333 | 7.0083 | 21.0292
H1 | 8.1513 | 7.0069 | 4.3178 | 4.3891 | 11.8864 | 5.6177 | 6.6075 | 12.1472 | 2.3941 | 8.1088 | 10.7594 | 6.0153 | 4.1832 | 8.3822 | 6.8072
Hex2Cer.d18.1.14.0. | 40.1562 | 47.5 | 23.75 | 36.875 | 33.5938 | 29.6875 | 27.9688 |  | 14.2188 | 35 |  | 11.25 |  | 13.2812 | 29.6875
Hex2Cer.d18.1.16.0. | 28.6818 | 8.3636 | 24.8523 | 19.4545 | 24.5455 | 15.4545 | 2.7273 | 17.2727 | 35.8409 | 25.4886 | 25.6705 | 6.0114 | 41.7386 | 44.25 | 24.6989
Hex2Cer.d18.1.18.0. | 46.7647 | 13.5294 | 14.5588 | 36.7647 | 33.8235 | 27.7941 | 33.3824 | 47.0588 | 29.2647 | 37.3529 | 17.0588 | 19.2647 | 79.1176 | 28.6765 | 31.3235
Hex2Cer.d18.1.20.0. | 61.6883 | 25.3247 | 28.2468 | 40.9091 | 29.2208 |  | 81.8182 |  | 21.1039 | 54.8701 |  | 28.5714 | 184.0909 | 77.9221 | 40.9091
Hex2Cer.d18.1.22.0. | 55.9375 | 18.4375 | 22.3438 | 39.6875 | 30.9375 | 24.0625 | 10.4688 | 45.4688 | 47.0312 | 30.9375 | 44.5312 | 10.4688 | 85.7812 | 79.0625 | 35.3125
Hex2Cer.d18.1.24.0. | 46.8333 | 31.8333 | 17.3333 | 23 | 16.8333 | 22 | 13.1667 | 28 | 38.8333 | 24.6667 | 16.8333 | 15.3333 | 103.8333 | 79.1667 | 23.8333
Hex2Cer.d18.1.24.1. | 32.0833 | 9.1667 | 16.75 | 17.25 | 25.5 | 12.3333 | 8.4167 | 17.75 | 73.9167 | 14.75 | 34.8333 | 4.25 | 82.9167 | 130 | 17.5
Hex3Cer.d18.1.16.0. | 31.8182 | 8.1364 | 6.5682 | 30.9773 | 31.9545 | 16.2045 | 10.5682 | 11.1364 | 58.5909 | 32.0682 | 44.4773 | 3.0227 | 81.7045 | 43.7045 | 31.3977
Hex3Cer.d18.1.18.0. | 25.2273 | 33.8636 | 52.0455 | 22.9545 | 6.8182 | 54.0909 | 19.0909 | 25.4545 | 18.8636 | 17.5 | 66.3636 | 9.7727 | 9.5455 | 147.2727 | 24.0909
Hex3Cer.d18.1.20.0. | 486.1111 |  | 27.7778 | 713.8889 | 408.3333 |  | 477.5 |  | 186.1111 | 688.8889 |  | 500 | 302.7778 | 613.8889 | 481.8056
Hex3Cer.d18.1.22.0. | 53.1818 | 15.4545 | 27.7273 | 68.4091 | 8.8636 | 22.2727 | 11.1364 |  | 137.5 | 66.8182 | 18.8636 | 4.0909 | 172.0455 | 288.1818 | 27.7273
Hex3Cer.d18.1.24.1. | 48.1707 | 14.5732 | 21.6463 | 41.2805 | 28.4146 | 14.4512 | 13.4756 | 30.061 | 72.1951 | 43.3537 | 44.1463 | 8.5976 | 171.4634 | 166.7073 | 35.6707
HexCer.d16.1.22.0. | 123.913 | 78.2609 | 84.7826 | 69.5652 | 14.1304 |  | 30.4348 | 276.087 | 181.5217 | 94.5652 | 25 | 11.9565 | 135.8696 | 144.5652 | 84.7826
HexCer.d16.1.24.0. | 59.2105 | 128.9474 | 82.8947 | 36.8421 | 206.5789 | 114.4737 | 278.2895 |  | 117.1053 | 89.4737 |  | 201.3158 | 135.5263 | 175 | 123.0263
HexCer.d18.1.16.0. | 13.4195 | 9.5977 | 4.0517 | 15.2299 | 18.0172 | 8.7069 | 15.4885 | 7.0977 | 3.2471 | 17.931 | 13.3621 | 12.5287 | 16.3218 | 7.1839 | 12.9454
HexCer.d18.1.18.0. | 7.1667 | 13.1667 | 6.6667 | 34 | 12.8333 | 15.8333 | 20 | 14.6667 | 12.3333 | 13.6667 | 30.8333 | 16.6667 | 45.6667 | 19.6667 | 15.25
HexCer.d18.1.20.0. | 13.1818 | 7.5 | 12.6136 | 34.5455 | 14.5455 | 23.5227 | 21.7045 |  | 14.7727 | 11.3636 | 29.8864 | 7.2727 | 37.2727 | 34.2045 | 14.7727
HexCer.d18.1.22.0. | 7.6957 | 32.837 | 47.2283 | 4.2935 | 6.1957 | 30.8043 | 7.6087 | 42.9565 | 79.5435 | 16.337 | 9.163 | 5.8696 | 86.4783 | 86.587 | 23.5707
HexCer.d18.1.23.0. | 2.35 | 34.25 | 47.425 | 4.3 | 8.75 | 50.075 | 9.4 | 54.05 | 94.85 | 11.75 | 15.725 | 5.25 | 102.225 | 98.8 | 24.9875
HexCer.d18.1.24.0. | 4.1538 | 39.0192 | 63.1154 | 6.4615 | 11.7308 | 51.0769 | 5.9615 | 57.8077 | 115.3846 | 20.2308 | 81.8462 | 7.6731 | 107.1154 | 103.0769 | 45.0481
HexCer.d18.1.24.1. | 16.9397 | 21.1207 | 45.0603 | 18.3707 | 15 | 47.2414 | 25.7759 | 78.1207 | 88.6293 | 24.9741 | 69.2241 | 9.5862 | 95.5862 | 87.6034 | 35.4181
HexCer.d18.2.16.0. | 335 | 42.5 | 30 | 417.5 | 150 | 92.5 | 316.25 |  | 40 |  | 22.5 | 285 | 122.5 | 85 | 107.5
HexCer.d18.2.22.0. | 17.3837 | 14.8837 | 23.2558 | 19.7674 | 6.686 | 42.8488 | 14.186 | 64.9419 | 49.593 | 15.7558 | 29.6512 | 8.4302 | 57.093 | 66.2791 | 21.5116
HexCer.d18.2.23.0. | 28.9773 | 22.7273 | 19.0909 | 38.1818 | 45.7955 | 25 | 36.1477 |  | 15 | 36.25 | 47.3864 | 42.3864 | 20.1136 | 21.3636 | 28.9773
HexCer.d18.2.24.0. | 18.9655 | 32.931 | 47.6293 | 15.0862 | 5.3017 | 37.931 | 21.2069 | 75.2155 | 66.7241 | 26.4224 | 28.1897 | 29.7845 | 77.5 | 84.3966 | 31.3578
lysoPC.a.C14.0 | 81.9068 | 78.7966 | 77.4322 | 72.9195 | 82.0297 | 76.2034 | 76.1864 | 76.6017 | 75.7415 | 86.1695 | 80.8347 | 77.8517 | 77.589 | 77.3686 | 77.5106
lysoPC.a.C16.0 | 2.2766 | 5.2236 | 8.629 | 45.0923 | 15.2098 | 6.751 | 10.8392 | 25.1788 | 16.4404 | 27.6203 | 8.4038 | 12.05 | 4.6467 | 5.4586 | 9.7341
lysoPC.a.C16.1 | 4.3021 | 6.375 | 4.0521 | 33.0312 | 16.875 | 5.9688 | 9.2708 | 11.1146 | 7.2292 | 29.9271 | 4.7083 | 8.8125 | 6.0521 | 4.4896 | 6.8021
lysoPC.a.C17.0 | 15.5208 | 6.6875 | 3.9062 | 40.2188 | 12.9167 | 5.6042 | 11.0417 | 15.5208 | 9.6458 | 39.1146 | 13.875 | 14.1562 | 5.9688 | 8.6042 | 11.9792
lysoPC.a.C18.0 | 18.1308 | 5.4216 | 5.6231 | 41.1572 | 9.0385 | 4.9351 | 12.9327 | 31.5841 | 8.4048 | 39.1582 | 22.4534 | 16.7966 | 4.7639 | 19.7481 | 14.8647
lysoPC.a.C18.1 | 14.2478 | 6.4587 | 4.2707 | 36.3065 | 11.1957 | 5.0489 | 10.1087 | 22.6413 | 4.7533 | 38.7087 | 18.3022 | 14.0913 | 5.0043 | 18.0065 | 12.6435
lysoPC.a.C18.2 | 12.0174 | 10.3879 | 3.6333 | 26.2553 | 14.0152 | 4.6583 | 6.8939 | 18.7636 | 6.8333 | 39.9962 | 12.6492 | 11.1818 | 5.4402 | 12.2848 | 11.5996
lysoPC.a.C20.3 | 17.6413 | 12.9457 | 7.5109 | 29.837 | 15.7609 | 5.6957 | 8.6957 | 19.1413 | 5.3152 | 40.3043 | 22.2826 | 10.1848 | 4.5435 | 27.7391 | 14.3533
lysoPC.a.C20.4 | 12.5235 | 13.1353 | 3.3912 | 32.0706 | 13.7353 | 4.5088 | 11.5588 | 21.95 | 6.4088 | 36 | 17.9118 | 13.8441 | 4.5824 | 23.1588 | 13.4353
lysoPC.a.C24.0 | 20.4545 | 25.4545 | 8.9773 | 129.5455 | 8.5227 | 17.8409 | 39.6591 | 12.3864 | 103.9773 | 9.4318 | 16.9318 | 14.5455 | 6.3636 | 18.75 | 17.3864
lysoPC.a.C26.0 | 12.6515 | 4.0152 | 23.3333 | 237.1212 | 40 | 21.6667 | 113.0303 | 30.0758 | 396.5152 | 4.8485 | 40.303 | 21.7424 | 8.5606 | 42.4242 | 26.7045
lysoPC.a.C26.1 | 50.3571 | 60.3571 | 94.8214 | 210.7143 | 54.1071 |  | 194.2857 |  | 1376.7857 | 45.5357 |  | 6.25 | 39.1071 | 176.25 | 60.3571
lysoPC.a.C28.1 | 9.5238 | 10.4762 | 38.5714 | 249.6429 | 49.5238 | 17.619 | 130.8333 |  | 471.5476 | 3.8095 | 41.6667 | 28.2143 |  | 55 | 40.119
PC.aa.C24.0 | 9.913 | 22.9446 | 8.8837 | 3.2261 | 8.4783 | 6.6359 | 7.6087 | 11.1359 | 9.9837 | 8.6022 | 6.3217 | 6.9543 | 7.6435 | 3.1652 | 8.0609
PC.aa.C28.1 | 4.1094 | 17.6406 | 10.4219 | 4.0781 | 7.1875 | 7.1094 | 9.5312 | 22.9219 | 4.3125 | 4.8125 | 4.3438 | 4.5156 | 15.3906 | 9.1719 | 7.1484
PC.aa.C30.0 | 8.3421 | 12.3158 | 8.3947 | 2.1579 | 8.5526 | 5.1053 | 4.7368 | 27.3816 | 4.7895 | 5.6184 | 5.7895 | 4.8026 | 6.3947 | 7.0263 | 6.0921
PC.aa.C32.0 | 9.474 | 28.2792 | 34.0065 | 22.9448 | 28.474 | 35.1136 | 6.8182 | 35.5779 | 36.3506 | 35.7597 | 6.8019 | 11.8474 | 39.1461 | 62.3019 | 31.2403
PC.aa.C32.1 | 12.6961 | 33.3431 | 36.8333 | 24.3529 | 22.0098 | 36.8284 | 3.8725 | 32.5882 | 40.9265 | 31.5196 | 8.5 | 12.1029 | 39.2304 | 47.7745 | 32.0539
PC.aa.C32.2 | 12.4107 | 33.6607 | 41.1607 | 33.4464 | 25.0357 | 36.2857 | 5.5357 | 54.5536 | 34.7321 | 37.875 | 5.9643 | 20.5714 | 40.8036 | 46.4464 | 34.1964
PC.aa.C32.3 | 8.9844 | 36.9531 | 38.0469 | 27.5 | 18.2031 | 45.625 | 6.0938 | 49.4531 | 35.9375 | 29.6094 | 7.8906 | 12.7344 | 47.3438 | 54.0625 | 32.7734
PC.aa.C34.1 | 16.9091 | 26.5365 | 34.1868 | 30.2225 | 22.6099 | 35.7132 | 6.6758 | 35.2085 | 33.2228 | 36.9437 | 8.5431 | 11.7717 | 36.3646 | 91.936 | 31.7227
PC.aa.C34.2 | 23.8155 | 33.7051 | 39.0839 | 37.222 | 26.5187 | 37.0391 | 7.1262 | 47.0787 | 40.3208 | 36.4836 | 22.5123 | 15.0141 | 38.8151 | 92.4583 | 36.7614
PC.aa.C34.3 | 14.8864 | 31.2652 | 34.7917 | 19.7955 | 23.3712 | 35.2879 | 3.6742 | 34.3712 | 35.7121 | 28.4773 | 8.5644 | 10.625 | 35.6212 | 46.7652 | 29.8712
PC.aa.C34.4 | 2.9643 | 26.8214 | 35.6429 | 20.1071 | 26.8571 | 41.5357 | 6.1071 | 47.8214 | 37.3929 | 30.9286 | 9.8571 | 12 | 38.8214 | 51.2857 | 28.8929
PC.aa.C36.0 | 6.8841 | 11.6667 | 40 | 58.587 | 9.3841 | 24.2029 | 12.8623 | 64.7464 | 11.8841 | 9.8188 | 61.7029 | 11.6667 | 17.8623 |  | 12.8623
PC.aa.C36.1 | 5.2023 | 12.6898 | 17.2977 | 8.5 | 12.3864 | 19.742 | 3.5227 | 16.5386 | 21.308 | 16.2875 | 10.7727 | 9.9114 | 25.0489 | 1.4307 | 12.5381
PC.aa.C36.2 | 20.2784 | 19.3744 | 29.1486 | 29.1835 | 21.7857 | 28.5581 | 5.9524 | 36.5044 | 26.6016 | 25.1819 | 12.9056 | 11.7401 | 30.7671 | 75.4841 | 25.8918
PC.aa.C36.3 | 11.4435 | 17.7392 | 25.7054 | 18.2604 | 21.5 | 27.5331 | 6.0385 | 28.5138 | 26.1712 | 22.1877 | 6.8927 | 12.7054 | 29.7881 | 38.1938 | 21.8438
PC.aa.C36.4 | 17.5458 | 23.8795 | 29.9303 | 25.172 | 23.775 | 29.9305 | 6.725 | 33.8038 | 31.353 | 28.3555 | 14.9495 | 12.1285 | 34.4532 | 43.8135 | 26.7638
PC.aa.C36.5 | 13.6048 | 20.4274 | 28.5605 | 15.8952 | 23.0645 | 31.6895 | 3.9919 | 27.6774 | 30.8145 | 25.4516 | 11.8508 | 12.2258 | 33.3831 | 42.7137 | 24.2581
PC.aa.C36.6 | 2.5 | 9.9 | 18.7 | 23.9 | 20.4 | 30.6 | 14.2 | 48 | 3.5 | 15.8 | 17.7 | 9.4 | 20.8 | 35.2 | 18.2
PC.aa.C38.0 | 11.25 | 14.3125 | 21 | 34.3542 | 14.875 | 23.9167 | 5.8333 | 13.1458 | 21.2917 | 6.8125 | 22.2083 | 11 | 22.625 | 34.4792 | 17.9375
PC.aa.C38.3 | 9.699 | 11.4313 | 21.0375 | 10.3063 | 18.3333 | 18.5385 | 8.125 | 22.425 | 23.3167 | 8.6656 | 10.6469 | 14.3385 | 22.2594 | 27.15 | 16.3359
PC.aa.C38.4 | 15.1716 | 13.8199 | 19.3877 | 19.3775 | 20.5508 | 19.8453 | 6.2288 | 22.9839 | 20.2691 | 16.3682 | 11.4631 | 10.6097 | 24.9975 | 29.5788 | 19.3826
PC.aa.C38.5 | 9.1315 | 14.9957 | 23.3402 | 10.113 | 20 | 22.8804 | 6.087 | 20.613 | 22.9543 | 11.3228 | 10.1859 | 11.7098 | 27.9185 | 32.7674 | 17.4978
PC.aa.C38.6 | 9.25 | 20.035 | 22.929 | 12.527 | 22 | 27.575 | 6 | 22.365 | 25.431 | 12.603 | 9.204 | 11.32 | 30.535 | 37.091 | 21.0175
PC.aa.C40.2 | 11.5217 | 5.2174 | 9.2391 | 48.6957 | 8.2609 | 10.4348 | 4.4565 | 5.9783 | 18.8043 | 8.3696 | 29.6739 | 8.3696 | 2.0652 | 13.913 | 8.8043
PC.aa.C40.3 | 12.2857 | 19 | 8.7143 | 31.2857 | 5.5714 | 13.4286 | 7.5714 | 18.7143 | 6.2143 | 12.3571 | 23.2143 | 11.3571 | 6.2143 | 11.7857 | 12.0357
PC.aa.C40.4 | 3.3095 | 6.0476 | 4.6429 | 8.5476 | 16.9048 | 2.8333 | 5 | 7.5119 | 4.75 | 8.9286 | 12.5119 | 9.3452 | 3.3929 | 1.7262 | 5.5238
PC.aa.C40.5 | 2.8125 | 12.6875 | 11.9432 | 10.233 | 18.4091 | 13.6761 | 6.0795 | 24.858 | 18.5398 | 5.6193 | 16.9659 | 12.3409 | 18.6705 | 18.0284 | 13.1818
PC.aa.C40.6 | 2.9412 | 13.9676 | 15.0735 | 5.6294 | 20.6176 | 14.5706 | 7.5882 | 20.1882 | 17.8971 | 7.45 | 11.1441 | 11.4147 | 19.7765 | 23.4912 | 14.2691
PC.aa.C42.0 | 10.2586 | 31.2069 | 23.4483 | 15.0862 | 13.8793 | 24.2241 | 3.7931 | 26.7241 | 30.9483 | 8.1034 | 10.9483 | 5.8621 | 24.3966 | 27.1552 | 19.2672
PC.aa.C42.1 | 7.1875 | 12.8125 | 5.7812 | 25.3125 | 7.6563 | 10.3125 | 3.125 | 7.9688 | 10.1562 | 8.125 | 16.25 | 5.7813 | 7.1875 | 3.2812 | 7.8125
PC.aa.C42.2 | 6.3333 | 6.5 | 4.3333 | 27.1667 | 21.5 | 6.8333 | 13.1667 | 6.1667 | 11.6667 | 11.1667 | 22.1667 | 11.5 | 7 | 7.5 | 9.3333
PC.aa.C42.4 | 11.4062 | 17.5 | 3.5938 | 30.4688 | 14.8438 | 11.0938 | 9.6875 | 8.5938 | 8.5938 | 6.875 | 18.4375 | 6.7188 | 8.5938 | 8.9062 | 9.2969
PC.aa.C42.5 | 6.4474 | 15.1316 | 6.5789 | 20.2632 | 15.5263 | 6.0526 | 7.5 | 5.9211 | 4.4737 | 3.8158 | 18.0263 | 9.6053 | 6.1842 | 7.2368 | 6.9079
PC.aa.C42.6 | 29.6739 | 20.2174 | 17.7174 |  | 20.8696 | 18.6957 | 7.7174 | 46.6304 |  | 18.8043 | 5.4348 | 20.2174 | 18.587 | 19.6739 | 19.2391
PC.ae.C30.0 | 13.2353 | 25 | 20.2941 | 70.8824 | 3.5294 | 8.3824 | 17.0588 | 16.0294 | 38.8235 | 7.0588 | 6.4706 | 3.5294 | 14.8529 | 19.1176 | 15.4412
PC.ae.C30.2 | 6.9672 | 21.3115 | 21.7213 | 79.5082 | 51.6393 | 17.623 | 78.0738 | 22.1311 | 184.8361 | 2.8689 | 24.5902 | 9.0164 | 20.4918 | 42.623 | 21.9262
PC.ae.C32.1 | 4.7353 | 31.3824 | 39.6471 | 15.1029 | 31.0294 | 39.2353 | 8.9706 | 43.9853 | 35.6618 | 25.4853 | 3.5147 | 14.1912 | 43.3235 | 48.9412 | 31.2059
PC.ae.C32.2 | 4.0244 | 32.1341 | 34.1463 | 27.1951 | 21.9512 | 43.7805 | 3.1098 | 38.5366 | 19.878 | 25.3049 | 3.1098 | 9.0854 | 43.8415 | 44.4512 | 26.25
PC.ae.C34.0 | 9.3651 | 27.1032 | 37.4603 | 34.8413 | 24.8016 | 36.9444 | 6.4286 | 41.3889 | 32.381 | 24.4048 | 7.5794 | 12.6984 | 38.1349 | 46.1905 | 29.7421
PC.ae.C34.1 | 11.7384 | 28.0814 | 36.3547 | 25.6977 | 28.6047 | 36.0349 | 8.0814 | 36.2616 | 37.6453 | 31.686 | 5.7384 | 11.7267 | 36.9302 | 44.157 | 30.1453
PC.ae.C34.2 | 9.8902 | 26.625 | 37.6439 | 21.3977 | 29.2424 | 38.2121 | 9.0152 | 39.6894 | 41.5417 | 26.6591 | 5.9886 | 11.678 | 38.2841 | 47.9129 | 27.9508
PC.ae.C34.3 | 10.9957 | 29.8664 | 37.2888 | 23.8707 | 28.4483 | 38.5172 | 7.3707 | 38.5129 | 43.7974 | 30.4224 | 6.3793 | 10.8879 | 38.4138 | 48.8707 | 30.1444
PC.ae.C36.0 | 26.7763 | 36.9737 | 29.2105 | 193.75 | 4.5395 | 32.3026 | 15.2632 | 2.3684 | 20.5263 | 18.0921 | 25.1974 | 13.9474 | 40.1316 | 48.4868 | 25.9868
PC.ae.C36.1 | 11.775 | 18.875 | 31.535 | 32.455 | 15.1 | 31.26 | 12.95 | 34.79 | 26.605 | 26.655 | 12.765 | 9.88 | 31.385 | 43.385 | 26.63
PC.ae.C36.2 | 12.8346 | 18.8231 | 31.3385 | 21.0577 | 21.1538 | 29.8692 | 6.7692 | 34.1808 | 26.2846 | 26.8923 | 10.5731 | 10.5038 | 31.7885 | 41.1577 | 23.7192
PC.ae.C36.3 | 12.6977 | 19.5523 | 33.6744 | 21.0465 | 26.2791 | 34.7267 | 7.2093 | 34.3663 | 35.5233 | 26.2733 | 5.7674 | 11.0581 | 33.9244 | 44.3023 | 26.2762
PC.ae.C36.4 | 7.6455 | 21.1114 | 35.8795 | 14.3273 | 27.1591 | 35.6795 | 6.8864 | 37.4318 | 36.9773 | 20.0386 | 6.8818 | 10.4295 | 33.8477 | 43.9318 | 24.1352
PC.ae.C36.5 | 13.5333 | 24.9333 | 33.35 | 14.7633 | 28.7 | 37.3233 | 8.7333 | 32.78 | 40.7167 | 23.8133 | 8.1 | 12.4833 | 35.4667 | 47.8333 | 26.8167
PC.ae.C38.0 | 29.9324 | 15.9122 | 18.0743 | 37.5676 | 6.723 | 5.2365 | 23.6149 | 26.6892 | 17.4324 | 13.5135 | 24.223 | 4.9662 | 6.6554 | 6.4527 | 16.6723
PC.ae.C38.1 | 11.5536 | 27.3929 | 25.2857 | 43.4464 | 11.0714 | 36.4821 | 14.4643 | 19.1964 | 34.9286 | 15.0893 | 20.3036 | 10.5179 | 34.2321 | 44.4107 | 22.7946
PC.ae.C38.2 | 9.1375 | 17.875 | 26.1375 | 21.9375 | 3.375 | 22.575 | 7.625 | 22.525 | 22.5875 | 11.075 | 6.5 | 8.95 | 32.275 | 40.5625 | 19.9062
PC.ae.C38.3 | 9.8222 | 17.7333 | 32.2278 | 11.1389 | 15.6111 | 28.2222 | 17.7778 | 35.1667 | 28.0833 | 17.1611 | 5.3944 | 9.3722 | 31.2333 | 39.9778 | 17.7556
PC.ae.C38.4 | 11.8071 | 14.3821 | 27.4 | 13.6714 | 23.5357 | 30.1 | 8.2857 | 33.1893 | 31.1357 | 14.25 | 6.8607 | 12.2036 | 29.5571 | 38.6071 | 18.9589
PC.ae.C38.5 | 10.9725 | 13.835 | 25.7525 | 9.98 | 25.1 | 26.33 | 6.075 | 31.35 | 27.435 | 12.7625 | 6.4525 | 8.67 | 26.7475 | 36.4925 | 19.4675
PC.ae.C38.6 | 13.7353 | 10.2206 | 22.9926 | 13.2059 | 23.5294 | 26.6912 | 4.3382 | 26.7574 | 31.1471 | 16.8676 | 10.1691 | 9.9926 | 27.6397 | 35.4779 | 19.9301
PC.ae.C40.1 | 7.377 | 78.9344 | 77.459 | 18.5656 | 3.4016 | 79.959 | 7.0492 | 78.9754 | 70.6148 | 4.1393 | 9.0574 | 5.123 | 81.1885 | 83.7295 | 44.5902
PC.ae.C40.2 | 5.9167 | 3.9583 | 6.4375 | 9.0625 | 10 | 9.625 | 13.1875 | 3.2917 | 16.9792 | 4.4583 | 7.625 | 10.2708 | 12.3333 | 17.3542 | 9.3438
PC.ae.C40.3 | 16.0938 | 13.4167 | 18 | 18.8646 | 11.5625 | 20.9583 | 20.9375 | 11.6667 | 25.9062 | 10.6458 | 6.1667 | 7.4896 | 25.2396 | 29.2708 | 17.0469
PC.ae.C40.4 | 19.7727 | 18.6705 | 20.0909 | 18.1932 | 19.0909 | 23.2841 | 16.7045 | 12.375 | 28.0568 | 12.8523 | 3.3068 | 12.0682 | 24.9886 | 28.3295 | 18.8807
PC.ae.C40.5 | 6.6667 | 11.8583 | 21.45 | 3.4917 | 17.5833 | 20.1667 | 13.0833 | 26.525 | 18.7917 | 3.9917 | 4.6083 | 8.075 | 23.2833 | 29.75 | 15.3333
PC.ae.C40.6 | 4.5139 | 13.9306 | 17.3472 | 9.8194 | 23.0556 | 19.4861 | 7.2222 | 29.9444 | 19.7778 | 5.8194 | 12.7639 | 12.0833 | 20.5972 | 23.9861 | 15.6389
PC.ae.C42.1 | 5.6481 | 23.3333 | 14.6296 | 37.3148 | 10.3704 | 12.6852 | 6.3889 | 7.1296 | 72.1296 | 10.2778 | 5 | 11.6667 | 13.7963 | 17.8704 | 12.1759
PC.ae.C42.2 | 3.6111 | 16.1111 | 5 | 8.9815 | 14.9074 | 12.6852 | 6.6667 | 9.9074 | 14.7222 | 9.6296 | 6.8519 | 11.2037 | 5 | 11.0185 | 9.7685
PC.ae.C42.3 | 7.3438 | 21.9792 | 19.1146 | 17.0312 | 14.4271 | 23.2292 | 11.1979 | 19.0625 | 14.0104 | 7.8646 | 8.6458 | 12.2917 | 24.8958 | 28.3333 | 15.7292
PC.ae.C42.4 | 4.5423 | 8.2746 | 4.4014 | 12.7817 | 20.5634 | 15.6338 | 11.7958 | 12.2887 | 11.162 | 7.9577 | 5.7042 | 10.4225 | 10.6338 | 3.7676 | 10.5282
PC.ae.C42.5 | 4.0781 | 8.3281 | 6.5625 | 3.2344 | 13.2812 | 8.7031 | 9.6875 | 6.6562 | 11.4219 | 9.4063 | 4.2344 | 9.9219 | 12.4688 | 13.3125 | 9.0547
PC.ae.C44.3 | 28.8636 | 20.4545 | 15.4545 |  | 9.0909 | 26.5909 | 8.6136 | 17.5 | 9.5455 | 17.5 | 38.4091 | 13.1818 | 29.7727 | 35.4545 | 17.5
PC.ae.C44.4 | 17.625 | 12 | 4.25 | 6.125 | 23.5 | 16.125 | 14 | 19.375 | 12 | 7.125 | 13.5 | 17.5 | 9 | 8.875 | 12.75
PC.ae.C44.5 | 21.7123 | 17.4658 | 15 | 9.5548 | 21.0959 | 20.3082 | 7.9795 | 24.1438 | 17.3973 | 14.3151 | 8.0822 | 10.7534 | 13.4247 | 10.8562 | 14.6575
PC.ae.C44.6 | 10.5903 | 17.1181 | 10.2431 | 9.2361 | 18.2986 | 11.8056 | 4.7569 | 17.6389 | 17.2222 | 7.8472 | 7.9167 | 5.7986 | 7.6042 | 9.1667 | 9.7396
SM..OH..C14.1 | 43.1635 | 14.2981 | 23.8365 | 57.8846 | 15.0962 | 4.9231 | 7.8846 | 15.1346 | 11.3942 | 50.7308 | 8.7788 | 5.6635 | 49.9135 | 19.7404 | 15.1154
SM..OH..C16.1 | 43.9 | 17.85 | 22.9333 | 69.2333 | 10.1667 | 2.6167 | 13.3333 | 13.3833 | 13.5 | 54 | 14.45 | 6.2667 | 58.8333 | 17.0667 | 15.7583
SM..OH..C22.1 | 35.8636 | 18.5182 | 42.8136 | 49.2045 | 8 | 35.1727 | 11.3182 | 22.4318 | 54.6727 | 27.1227 | 10.2273 | 5.8909 | 118.3182 | 67.95 | 31.1477
SM..OH..C22.2 | 43.05 | 7.8125 | 44.625 | 50.3125 | 8.3125 | 22.5688 | 9.5625 | 34.6938 | 32.9875 | 22.1313 | 10.55 | 6.0438 | 106.5187 | 51.2313 | 27.7781
SM..OH..C24.1 | 24.3367 | 24.1837 | 66.9898 | 75.8163 | 7.602 | 57.5 | 18.9796 | 41.3776 | 98.4694 | 14.7449 | 34.1327 | 7.2449 | 156.6327 | 123.3163 | 37.7551
SM.C16.0 | 38.5109 | 16.2937 | 24.0258 | 67.934 | 13.9844 | 4.0426 | 8.8281 | 8.8059 | 6.4691 | 52.0371 | 11.1125 | 5.8953 | 55.0254 | 18.1719 | 15.1391
SM.C16.1 | 40.9801 | 17.9403 | 27.8636 | 57.7898 | 12.5 | 4.608 | 8.125 | 11.6278 | 5.7841 | 44.4574 | 10.196 | 6.0824 | 52.6818 | 17.7102 | 15.1051
SM.C18.0 | 31.4083 | 18.4062 | 9.3562 | 53.6042 | 9.5208 | 6.4562 | 12.0833 | 17.2292 | 3.2833 | 38.6333 | 5.4396 | 6.3812 | 51.1542 | 11.4792 | 11.7812
SM.C18.1 | 38.7895 | 14.2544 | 19.4298 | 60.6579 | 9.7807 | 2.5351 | 11.7982 | 14.0175 | 3.1842 | 48.4035 | 10.8728 | 6.9561 | 60.3465 | 14.3904 | 14.136
SM.C20.2 | 87.7381 | 50.8333 | 12.8571 | 70 | 8.0952 | 2.9762 | 19.2857 | 11.9048 | 9.4048 | 53.0952 | 6.3095 | 7.7381 | 70.3571 | 28.5714 | 16.0714
SM.C24.0 | 29.4325 | 12.8575 | 54.435 | 49.5975 | 8.325 | 45.855 | 15.5 | 41.16 | 60.34 | 19.0125 | 16.4475 | 6.01 | 125.7 | 82.7225 | 35.2963
SM.C24.1 | 34.0795 | 4.2284 | 52.2205 | 44.192 | 8.0682 | 22.3455 | 9.7727 | 38.7125 | 46.1864 | 19.3409 | 19.2784 | 6.2284 | 107.5341 | 63.3489 | 28.2125
SM.C26.0 | 23.9286 | 52.5 | 120 | 134.6429 | 22.8571 | 68.2143 | 26.5357 | 45.3571 | 137.5 | 25 | 78.9286 | 11.7857 | 230.3571 | 179.2857 | 60.3571
SM.C26.1 | 9.1071 | 31.9643 | 74.1071 | 33.75 | 8.75 | 36.9643 | 9.4643 | 8.2143 | 74.2857 | 18.2143 | 27.6786 | 7.8571 | 127.5 | 119.4643 | 29.8214
TG.14.0_32.2. | 18.2258 | 35.1344 | 51.371 | 8.8978 |  | 57.1237 | 7.5538 | 55.7796 | 52.2581 | 27.7688 | 28.7366 | 9.3011 | 54.4624 | 43.3871 | 35.1344
TG.14.0_34.0. | 24.3167 | 43.3833 | 48.6667 | 22.7833 |  | 65.4667 | 7.6667 | 52.1 | 59.65 | 20.2 | 10.8667 | 7.0833 | 63.9 | 33.1167 | 33.1167
TG.14.0_34.1. | 28.691 | 28.1826 | 43.5702 | 3.3146 | 35.1124 | 61.9663 | 14.4944 | 47.0337 | 50.6208 | 34.6685 | 10.7921 | 12.7528 | 47.3006 | 30.1601 | 32.4143
TG.14.0_34.2. | 27.9922 | 33.6289 | 43.8281 | 5.1328 | 37.1875 | 64.8164 | 13.7891 | 51.3984 | 48.4023 | 36.1055 | 12.293 | 12.9961 | 51.4023 | 31.3398 | 34.8672
TG.14.0_34.3. | 21.4231 | 28.6731 | 38.8846 | 3.3462 | 38.4231 | 58.4808 | 5.7692 | 52.2115 | 49.6538 | 33.8654 | 15.4231 | 8.6154 | 49.5385 | 32.0577 | 32.9615
TG.14.0_35.1. | 43.8281 | 47.5 |  | 33.8281 |  |  | 10.3906 | 59.0625 | 55.3125 | 45.8594 | 22.3438 | 14.6875 | 60.0781 | 36.1719 | 43.8281
TG.14.0_35.2. | 34.8485 | 26.0606 | 29.0909 | 10.2273 |  |  | 12.1212 | 46.7424 | 47.9545 | 34.0152 | 36.5152 | 16.0606 | 51.8182 | 24.1667 | 31.553
TG.14.0_36.1. | 35.4079 | 31.8158 | 31.5395 | 2.9868 | 36.4474 | 60 | 11.7105 | 41.0921 | 40.8947 | 38.4079 | 15.4474 | 11.2895 | 46.8553 | 14.6447 | 33.6118
TG.14.0_36.2. | 37.5427 | 30.6982 | 41.9665 | 3.6433 | 42.561 | 62.8902 | 15.9451 | 46.186 | 41.5854 | 37.8415 | 11.5305 | 15.2317 | 42.2713 | 16.8354 | 37.6921
TG.14.0_36.3. | 32.8839 | 30.5923 | 37.5952 | 3.2024 | 44.5536 | 60.503 | 12.7381 | 48.7887 | 39.8929 | 38.0327 | 9.006 | 12.3274 | 43.6905 | 14.7589 | 35.2396
TG.14.0_36.4. | 28.4265 | 26.9485 | 39.0368 | 4.6471 | 47.5 | 60.4118 | 12.3529 | 52.8088 | 42.9338 | 38.5882 | 10.7574 | 11.3456 | 46.0294 | 16.9559 | 33.5074
TG.14.0_38.4. | 34.2188 | 18.9844 | 20.4688 | 14.6094 | 48.9844 |  | 12.8125 | 35.7031 | 23.6719 | 42.8906 | 19.2188 | 13.3594 | 32.1094 | 15.4688 | 20.4688
TG.14.0_38.5. | 48.3333 | 15.6061 | 35.5303 | 32.6515 | 56.5909 |  | 11.6667 | 38.4848 | 24.2424 | 49.8485 | 24.1667 | 14.1667 | 36.4394 | 12.0455 | 32.6515
TG.16.0_28.1. | 23.776 | 23.5156 | 44.2969 | 21.7188 |  | 45.9375 | 10.5729 | 61.3021 | 34.4271 | 10.5469 | 50.6771 | 6.1979 | 54.6615 | 45.3906 | 34.4271
TG.16.0_28.2. | 18.4906 | 30.0943 | 45.9434 | 7.783 |  | 52.5943 | 8.2075 | 61.1321 | 33.1132 | 23.2075 | 23.8208 | 15.9434 | 58.0189 | 49.4811 | 30.0943
TG.16.0_30.2. | 18.9667 | 28.8167 | 41.8167 | 7.75 | 36.6833 | 54.35 | 5.5 | 53.05 | 46.5667 | 22 | 27.2 | 9.2167 | 53.85 | 41.6667 | 32.75
TG.16.0_32.0. | 27.3071 | 25.8286 | 47.5518 | 63.7179 | 24.25 | 55.0625 | 5.8929 | 40.6107 | 46.9036 | 19.3339 | 8.8214 | 7.7857 | 50.8196 | 34.7554 | 31.0312
TG.16.0_32.1. | 24.7816 | 28.0276 | 44.3592 | 0.33684 | 30.3947 | 55.5329 | 8.8158 | 43.2855 | 45.1105 | 29.0289 | 9.5829 | 9.3829 | 46.5789 | 31.2882 | 29.7118
TG.16.0_32.2. | 22.7472 | 29.5767 | 44.696 | 2.1335 | 33.1534 | 60.6619 | 10.1989 | 47.9403 | 45.108 | 28.8381 | 10.2415 | 11.733 | 49.7244 | 33.9119 | 31.3651
TG.16.0_32.3. | 22.5385 | 24.3654 | 43.2308 | 3.0769 | 41.7885 | 59.0192 | 12.1154 | 51.6538 | 46.4808 | 28.7885 | 16.3654 | 12.4808 | 50.1154 | 30.6538 | 29.7212
TG.16.0_33.1. | 31 | 33.3977 | 47.8864 | 2.625 |  | 55.1136 | 3.8636 | 46.6705 | 42.6023 | 26.7386 | 24.7614 | 8.5682 | 46.2955 | 29.5341 | 31
TG.16.0_33.2. | 28.0833 | 31.3333 | 46.1875 | 7.6458 |  | 55.8125 | 7.2917 | 51 | 44.0625 | 31.3125 | 34.7083 | 8.5 | 46.9375 | 30.625 | 31.3333
TG.16.0_34.0. | 36.7705 | 7.8227 | 14.4614 | 39.2545 | 20.9318 | 37.4159 | 5.4545 | 14.2886 | 14.6318 | 29.4182 | 10.5682 | 8.4227 | 21.9273 | 16.9091 | 15.7705
TG.16.0_34.1. | 32.278 | 7.791 | 29.9147 | 3.2163 | 35.5333 | 47.87 | 11.9333 | 26.0493 | 15.4247 | 28.486 | 8.7663 | 10.529 | 17.5407 | 24.752 | 21.1463
TG.16.0_34.2. | 30.9462 | 33.8701 | 39.217 | 2.0326 | 40.947 | 63.5879 | 14.3561 | 47.5682 | 42.1977 | 34.0811 | 10.3758 | 11.9303 | 45.7159 | 23.0114 | 33.9756
TG.16.0_34.3. | 33.5471 | 32.5176 | 41.275 | 10.5206 | 44.4118 | 60.5221 | 15 | 47.8221 | 42.0912 | 36.6706 | 10.1853 | 14.5176 | 46.2029 | 21.3765 | 35.1088
TG.16.0_34.4. | 31.0333 | 28.6333 | 34.9333 | 8.3833 | 47.45 | 64.5667 | 10 | 47.8167 | 42.95 | 34.5167 | 20.9333 | 8.7667 | 45.6667 | 19.55 | 32.775
TG.16.0_35.1. | 30.1625 | 19.125 | 46.1875 | 6.75 | 11.5 | 58.525 | 8.625 | 42.9375 | 16.6625 | 24.4 | 70.1 | 7.05 | 39.525 | 16.1125 | 21.7625
TG.16.0_35.2. | 33.75 | 14.4917 | 31.15 | 4.475 | 29.25 | 56.0583 | 16.1667 | 43.9417 | 22.475 | 33.7167 | 23.8417 | 11.0167 | 35.475 | 10.5667 | 26.5458
TG.16.0_35.3. | 29.9231 | 11.1731 | 26.0769 | 2.25 | 43.2692 | 55.1923 | 17.6923 | 45.8462 | 25.3846 | 33.8077 | 9.7308 | 13.6538 | 44 | 5.8462 | 25.7308
TG.16.0_36.2. | 31.8658 | 7.4556 | 19.1971 | 15.9328 | 34.5982 | 50.2647 | 8.2589 | 25.4344 | 11.7138 | 31.975 | 10.1562 | 8.69 | 15.7324 | 36.0355 | 17.565
TG.16.0_36.3. | 32.755 | 22.9198 | 34.0546 | 4.3033 | 42.5192 | 58.9365 | 10.1923 | 40.0146 | 30.8171 | 34.4935 | 11.5202 | 9.6262 | 33.4283 | 8.9212 | 31.7861
TG.16.0_36.4. | 34.458 | 23.0708 | 35.1873 | 1.9481 | 46.4623 | 60.5075 | 12.0755 | 44.1906 | 30.3297 | 35.9165 | 10.0745 | 10.3024 | 36.0807 | 6.0005 | 32.3939
TG.16.0_36.5. | 32.556 | 23.4095 | 33.9784 | 1.3103 | 50 | 61.5776 | 9.569 | 44.9784 | 34.4397 | 35.5517 | 15.9741 | 10.3836 | 39.7974 | 4.9009 | 33.2672
TG.16.0_36.6. | 34.375 | 31.1458 | 38.0729 | 5.625 | 38.9062 |  | 18.0208 | 45.625 | 39.2708 | 33.6458 | 15.2604 | 10.5208 | 37.3438 | 18.1771 | 33.6458
TG.16.0_37.3. | 15.025 | 50.525 | 7.75 | 27.1 | 22.35 | 29.275 | 45.45 | 44.6 | 71.05 | 17.425 | 159.275 | 34.975 | 27.3 | 169.125 | 32.125
TG.16.0_38.1. | 27.1311 | 32.1311 | 10.3689 | 16.8033 | 8.6066 | 36.0246 | 5.5328 | 16.1066 | 24.3443 | 22.2131 | 25 | 8.8934 | 11.3525 | 139.5902 | 19.5082
TG.16.0_38.2. | 19.9762 | 5.4167 | 23.7976 | 26.7143 | 16.9048 | 51.131 | 9.4048 | 21.1905 | 4.4048 | 20.0238 | 23.3333 | 6.8571 | 20.2857 | 89.1905 | 20.1548
TG.16.0_38.3. | 26.5333 | 5.2 | 24.5417 | 9.9083 | 34.25 | 51.7667 | 8.0833 | 36.025 | 4.1417 | 28.95 | 7.275 | 10.0833 | 17.85 | 71.1333 | 21.1958
TG.16.0_38.4. | 32.8047 | 8.9062 | 27.0312 | 8.3359 | 42.7344 | 51.5234 | 12.5 | 37.3828 | 7.6875 | 30.0078 | 15.0547 | 8.6484 | 13.9453 | 55.8906 | 21.043
TG.16.0_38.5. | 31.2652 | 9.1515 | 27.2879 | 1.0303 | 46.8182 | 50.5152 | 11.7424 | 33.7348 | 10.2727 | 33.5606 | 31.6061 | 7.4924 | 15.053 | 47.6212 | 29.2765
TG.16.0_38.6. | 27.2222 | 9.125 | 19.3194 | 2.8056 | 46.4167 | 46.2639 | 8.75 | 33.6111 | 13.4444 | 33.0556 | 36.3472 | 7.6806 | 14.3333 | 50.6528 | 23.2708
TG.16.0_38.7. | 38.0488 | 20.8537 | 20 | 14.1463 | 19.6341 |  | 15.5488 | 43.2927 | 26.1585 | 36.2195 | 43.2317 | 9.0854 | 23.5366 | 22.9878 | 22.9878
TG.16.0_40.6. | 32.6333 | 13.9333 | 8.8167 | 6.4 | 45.55 | 34.4333 | 9.8333 | 31.6 | 17.05 | 36.9333 | 23.4167 | 9.5 | 13.6 | 107.5167 | 20.2333
TG.16.0_40.7. | 35.8125 | 25.9167 | 8.9375 | 9.7708 | 45.9583 | 44.3542 | 6.4583 | 26.25 | 8.25 | 36.5208 | 16.1875 | 8.125 | 4.4792 | 81.4792 | 21.0521
TG.16.0_40.8. | 36.413 | 17.7717 | 13.2609 | 10.2717 | 34.2935 | 36.0326 | 3.8043 | 22.1196 | 28.0435 | 34.3478 | 8.3152 | 6.3043 | 8.2609 | 111.5217 | 19.9457
TG.16.1_28.0. | 19.7436 | 33.9103 |  | 13.3974 |  |  | 16.0256 | 69.5513 | 64.2949 | 8.6538 | 28.8462 | 9.8077 | 55.0641 | 58.5256 | 28.8462
TG.16.1_30.1. | 22.9023 | 23.7644 |  | 2.1264 |  | 52.6724 | 12.8736 | 59.0517 | 59.5977 | 20.6034 | 26.0632 | 9.9713 | 53.0747 | 47.1839 | 24.9138
TG.16.1_32.0. | 28.035 | 32.695 | 57.83 | 6.065 |  | 57.195 | 7.35 | 51.145 | 50.35 | 28.185 | 14.535 | 8.425 | 50.47 | 38.095 | 32.695
TG.16.1_32.1. | 26.4273 | 30.7773 | 58.7636 | 4.2318 |  | 61.6545 | 3 | 51.2409 | 50.4318 | 31.4455 | 8.7636 | 6.2818 | 52.85 | 39.1409 | 31.4455
TG.16.1_32.2. | 22.15 | 31.8833 | 64.0167 | 6.0333 |  | 63.2 | 6.1667 | 57.3667 | 53.0167 | 30.85 | 22.15 | 7.75 | 56.75 | 38.45 | 31.8833
TG.16.1_33.1. | 26.7063 | 33.7302 |  | 2.9762 |  | 50.9127 | 7.5397 | 57.6587 | 47.381 | 29.7619 | 24.5635 | 15.5952 |  | 36.746 | 29.7619
TG.16.1_34.0. | 30.6143 | 31.9786 | 45.6357 | 1.6571 | 27.6429 | 58.1857 | 8.3571 | 44.5143 | 43.6643 | 30.6643 | 12.9429 | 9.3143 | 46.9429 | 22.5357 | 30.6393
TG.16.1_34.1. | 35.1031 | 28.6656 | 42.5333 | 3.1198 | 34.4792 | 60.2135 | 15.2083 | 45.7125 | 41.2 | 34.9625 | 12.5792 | 12.75 | 42.399 | 16.7073 | 34.7208
TG.16.1_34.2. | 35.5333 | 28.9533 | 40.92 | 10.31 | 34.6667 | 60.3033 | 16.1667 | 44.36 | 39.3267 | 40.115 | 10.8483 | 14.3433 | 45.9267 | 15.95 | 35.1
TG.16.1_34.3. | 34.2019 | 35.2692 | 35.8558 | 12.7019 | 42.8846 | 59.8462 | 14.7115 | 44.7692 | 43.5865 | 39.1058 | 15.2019 | 12.5769 | 43.0096 | 19.7308 | 35.5625
TG.16.1_36.1. | 32.2411 | 4.5625 | 22.6696 | 14.4911 | 28.2143 | 50.5 | 6.3393 | 32.6964 | 10.7411 | 30.7589 | 13.3929 | 8.5714 | 18.1786 | 30.6161 | 20.4241
TG.16.1_36.2. | 28.6125 | 15.1979 | 29.3021 | 8.9708 | 33.6458 | 57.9188 | 5 | 32.3542 | 27.575 | 32.2188 | 12.6979 | 8.4271 | 28.7042 | 15.0563 | 28.0938
TG.16.1_36.3. | 36.6981 | 26.0596 | 35.3904 | 2.2558 | 47.3077 | 61.1731 | 12.6923 | 41.9769 | 32.9365 | 38.0962 | 14.1654 | 12.4538 | 35.1115 | 6.1442 | 34.024
TG.16.1_36.4. | 33.8 | 25.25 | 35.68 | 3.76 | 50 | 59.99 | 8.25 | 46.835 | 35.02 | 40.91 | 15.24 | 9.95 | 40.14 | 5.245 | 34.41
TG.16.1_36.5. | 37.8378 | 22.0946 | 30.9797 | 15.9459 | 53.6149 | 54.527 | 12.8041 | 45.6081 | 40.2365 | 38.5473 | 16.6554 | 12.9392 | 43.8851 | 9.1554 | 34.4088
TG.16.1_38.3. | 25.9756 | 16.7683 | 17.561 | 4.6951 | 34.5732 | 61.2805 | 12.0732 | 37.7439 | 18.5366 | 34.939 | 13.4146 | 10.8537 | 25.8537 | 42.0732 | 22.1951
TG.16.1_38.4. | 29.949 | 13.6224 | 20.3061 | 4.949 | 39.6429 | 46.1735 | 10 | 24.8469 | 20.8163 | 32.8061 | 27.602 | 5.4592 | 19.0306 | 45 | 22.8316
TG.16.1_38.5. | 29.8039 | 16.1765 | 30.1471 | 11.4706 | 42.5 | 61.9608 | 6.2745 | 37.5 | 22.8431 | 32.598 | 31.9118 | 10.1471 | 25.8333 | 45.7843 | 29.9755
TG.17.0_32.1. | 29.4643 | 39.4643 | 58.869 | 2.2619 |  |  | 21.6667 | 38.75 | 53.3929 | 19.5833 | 12.1429 | 25.5357 | 43.0952 | 26.8452 | 28.1548
TG.17.0_34.1. | 31.4375 | 29.7969 | 47.625 | 1.8594 | 21.7188 | 55.8594 | 11.7188 | 40.7344 | 32.9844 | 28.0625 | 12.4062 | 9.2344 | 39.1875 | 4.6719 | 28.9297
TG.17.0_34.2. | 37.6538 | 30.8654 | 38.6923 | 2.0385 | 33.5577 | 57.75 | 13.4615 | 47.5769 | 34.4423 | 30.8846 | 12.5962 | 13.0192 | 40.4615 | 5.9808 | 32.2212
TG.17.0_34.3. | 38.1618 | 32.7941 |  | 20.1471 | 35 |  | 11.9118 | 52.1324 | 47.7941 | 38.8235 | 16.3235 | 10.7353 | 45.2941 | 26.1029 | 33.8971
TG.17.0_36.3. | 36.6316 | 9.8816 | 20.0658 | 4.1316 | 44.6579 | 45.4737 | 12.2368 | 36.8289 | 13.4605 | 36.2105 | 6.7368 | 12.3553 | 17.8947 | 36.7895 | 18.9803
TG.17.0_36.4. | 36.8023 | 24.8547 | 39.8547 | 7.6453 | 49.157 | 55.4651 | 14.8837 | 42.3837 | 35.2326 | 39.564 | 21.1047 | 14.4186 | 35.843 | 19.157 | 35.5378
TG.17.1_32.1. | 35.3241 | 29.6296 | 51.5278 | 12.7778 |  |  | 4.1667 | 55.463 | 54.2593 | 33.5648 | 12.1759 | 9.4444 | 56.3889 | 35.9259 | 34.4444
TG.17.1_34.1. | 31.5658 | 26.2237 | 37.0921 | 5.4605 | 31.4474 | 61.3289 | 14.0789 | 45.7632 | 34.9737 | 25.9737 | 14.1053 | 7.5526 | 38.1184 | 7.2105 | 28.8355
TG.17.1_34.2. | 31.4167 | 19.2708 | 34.3958 | 3 | 30.0208 | 54.9167 | 11.4583 | 44.0625 | 31.6042 | 37.9375 | 10.3542 | 4.7083 | 36.9583 | 3.5417 | 30.7188
TG.17.1_34.3. | 45.3906 | 47.4219 | 48.75 | 29.6094 |  | 66.875 | 14.2969 | 50.8594 | 54.8438 | 45.4688 |  | 4.8438 | 46.6406 | 38.2812 | 46.0547
TG.17.1_36.3. | 30.8602 | 16.4247 | 24.086 | 4.6237 | 52.9839 | 55.1344 | 24.086 | 33.3871 | 18.7366 | 35.9409 | 17.9032 | 7.0699 | 19.7312 | 44.1398 | 24.086
TG.17.1_36.4. | 35.4255 | 35.9043 | 39.4681 | 10 | 39.9468 |  | 20.3723 | 41.0106 | 31.9149 | 42.5532 | 16.6489 | 11.6489 | 35.266 | 8.5638 | 35.266
TG.17.1_36.5. | 70.2632 |  | 63.8158 | 40.6579 |  | 72.8947 | 27.8947 |  |  | 61.8421 | 21.7105 | 34.7368 | 68.4211 | 28.8158 | 51.25
TG.17.1_38.5. | 905 |  | 55 | 1615 | 1535 |  | 2070 | 90 | 25 | 1055 | 1795 | 1830 | 90 | 225 | 980
TG.17.2_34.2. | 66.8 | 53.1 | 56 | 58.9 | 37.9 |  | 10 | 58.6 | 36.6 | 68.4 |  | 9.5 | 52.4 | 12.6 | 52.75
TG.17.2_34.3. | 57.7083 | 60.2083 | 66.9444 | 38.6111 | 39.0278 |  | 7.0833 | 49.7917 | 61.7361 | 63.1944 | 20.9722 | 25.9722 | 49.9306 | 51.0417 | 49.9306
TG.17.2_36.2. | 56.25 | 27.8409 | 46.9318 | 33.0682 | 45.5682 |  | 9.0909 | 53.8636 | 42.8409 | 52.6136 | 14.7727 | 21.3636 | 33.1818 | 21.4773 | 33.1818
TG.17.2_36.3. | 53.7037 | 73.1481 | 77.5926 | 26.8519 | 26.2037 |  | 9.2593 | 76.9444 | 76.2037 | 47.037 |  | 18.4259 | 73.8889 | 51.9444 | 52.8241
TG.17.2_36.4. | 57.8977 | 42.7273 | 62.4432 | 2.5568 |  |  | 6.9318 | 46.25 | 47.9545 | 52.2727 | 25.5114 | 18.4659 | 36.9886 | 19.6591 | 39.858
TG.17.2_38.5. | 59.0385 |  |  | 28.4615 | 17.1154 |  | 13.2692 | 19.8077 | 51.3462 | 29.6154 | 32.5 | 20.3846 | 19.4231 | 33.4615 | 28.4615
TG.17.2_38.6. | 73.75 | 44.5455 |  | 17.7273 | 27.9545 |  | 17.8409 |  |  | 59.4318 |  | 34.7727 |  | 22.1591 | 31.3636
TG.18.0_30.0. | 21.0833 | 29.8611 | 49.9722 | 38.6389 | 27.4722 | 47.2778 | 16.5 | 39.75 | 47.6944 | 8.0833 | 29.5 | 13.8889 |  | 41.8333 | 29.8611
TG.18.0_30.1. | 29.7458 | 35 | 42.3729 | 3.8136 | 35.3814 | 51.6525 | 7.7966 | 43.7288 | 42.161 | 20.5508 | 31.9068 | 10.8051 | 49.2797 | 36.1441 | 35.1907
TG.18.0_32.0. | 45.0333 | 21.475 | 48.4583 | 80.4167 | 11.9167 | 52.9417 | 8.1667 | 34.45 | 36.5333 | 22.2417 | 18.1167 | 12.2833 | 38.375 | 27.675 | 31.0625
TG.18.0_32.1. | 32.1875 | 27.0625 | 44.0625 | 1.4464 | 23.3036 | 49.7768 | 8.75 | 40.1875 | 32.7679 | 24.6161 | 10.2411 | 8.2768 | 33.0804 | 18.3571 | 25.8393
TG.18.0_32.2. | 38.6136 | 26.0455 | 42.4318 | 6.6136 | 32.9773 | 51.6364 | 21.7045 | 44 | 34 | 38.4091 | 20.4091 | 12.2273 | 40.4545 | 25.0227 | 33.4886
TG.18.0_34.2. | 33.8875 | 6.9375 | 20.0938 | 6.4375 | 31.3438 | 45.8156 | 7.1562 | 24.0125 | 8.1438 | 29.675 | 19.0906 | 9.4906 | 11.2812 | 34.5312 | 19.5922
TG.18.0_34.3. | 26.8571 | 17.5179 | 29.0179 | 7.75 | 32.9821 | 53 | 7.5 | 36.8214 | 26.0179 | 22.8214 | 14.625 | 11.4643 | 21.2321 | 13.0179 | 22.0268
TG.18.0_36.1. | 31.8929 | 159.1905 | 140.9881 | 21.75 | 13.9286 | 26.2381 | 36.3095 | 89.6548 | 93.2976 | 20.381 | 13.0119 | 40.6429 | 127.6786 | 253.8929 | 38.4762
TG.18.0_36.2. | 36.6737 | 82.7395 | 26.8605 | 17.8026 | 28 | 5.9079 | 8.7105 | 39.3395 | 82.2263 | 25.5632 | 14.7053 | 8.8868 | 79.2711 | 217.0447 | 27.4303
TG.18.0_36.3. | 31.9295 | 17.3955 | 11.6159 | 16.9591 | 33.2955 | 39.5682 | 5.6818 | 17.8977 | 9.7159 | 24.2545 | 14.1614 | 7.4114 | 12.0364 | 93.475 | 17.1773
TG.18.0_36.4. | 38.2818 | 11.1409 | 33.4182 | 3.55 | 39.8636 | 54.8273 | 13.2273 | 38 | 19.8409 | 33.7773 | 14.7455 | 10.5545 | 20.7636 | 54.3955 | 27.0909
TG.18.0_36.5. | 29.6831 | 24.0141 | 24.2958 | 5.493 |  | 40.1408 | 17.3239 | 35.5634 | 20.3873 | 29.3662 | 21.7254 | 18.6268 | 21.831 | 44.0141 | 24.0141
TG.18.0_38.6. | 38.5714 | 2.3016 | 15.3175 | 7.8968 |  | 44.4048 | 9.7222 | 33.8095 | 8.6905 | 33.8095 | 44.8413 | 12.3016 | 5.3175 | 61.4683 | 15.3175
TG.18.0_38.7. | 44.2188 |  | 57.8125 | 28.9062 | 34.8438 |  | 22.8125 |  | 67.6562 | 54.6875 | 35 | 16.7188 | 40.4688 | 24.375 | 35
TG.18.1_26.0. | 15.4487 | 17.0192 | 41.1859 | 28.7821 | 20.9615 | 42.7244 | 9.359 | 58.9744 | 34.1026 | 7.0513 | 30 | 12.1795 | 51.8269 | 44.391 | 29.391
TG.18.1_28.1. | 30.1882 | 25.0538 | 43.2527 | 8.8172 | 35.8333 | 44.543 | 1.9624 | 54.328 | 33.414 | 25.0806 | 21.9355 | 12.6075 | 52.3118 | 47.6613 | 31.8011
TG.18.1_30.0. | 25.375 | 25.4591 | 44.8864 | 3.4864 | 34.9318 | 53.1409 | 14.1591 | 45.5705 | 41.5409 | 27.9364 | 8.6614 | 14.4818 | 45.3932 | 32.1909 | 30.0636
TG.18.1_30.1. | 27.7669 | 28.6059 | 47.2119 | 3.6653 | 32.4153 | 55.161 | 12.7966 | 49.4068 | 43.3814 | 28.3644 | 12.8305 | 15.8136 | 49.3602 | 38.9958 | 30.5106
TG.18.1_30.2. | 29.4722 | 29.3611 | 40.8194 | 6.7361 | 33.3333 | 56.9722 | 12.5 | 52.6528 | 42.0694 | 33.125 | 26.0556 | 16.0278 | 50.5417 | 35.8472 | 33.2292
TG.18.1_31.0. | 29.3438 | 11.1406 | 34.9219 | 18.5938 |  |  | 5.4688 | 43.8438 | 21.0938 | 30.1094 | 12.5312 | 10.5156 | 49.8594 |  | 21.0938
TG.18.1_32.0. | 31.5023 | 24.5884 | 39.0779 | 0.67965 | 33.6047 | 50.1953 | 10.6395 | 37.8477 | 32.918 | 24.3767 | 8.7622 | 9.0512 | 34.8948 | 11.8116 | 28.0453
TG.18.1_32.1. | 35.3671 | 26.0372 | 39.9189 | 3.1646 | 38.1098 | 53.8774 | 15.5488 | 43.1335 | 33.8421 | 32.5165 | 11.4744 | 12.9024 | 38.4811 | 16.7951 | 33.1793
TG.18.1_32.2. | 30.6864 | 25.6545 | 38.25 | 6.0977 | 37.7045 | 56.5023 | 14 | 42.9273 | 35.2045 | 34.0182 | 14.1705 | 11.6545 | 41.0386 | 17.7545 | 32.3523
TG.18.1_32.3. | 34.3462 | 29.2115 | 36.3077 | 16.2692 | 45.3654 | 52.9808 | 10 | 47.8654 | 42.1346 | 37.9231 | 9.9231 | 12.7692 | 42.7115 | 19.1731 | 35.3269
TG.18.1_33.0. | 29.4722 | 15.3889 | 38.375 | 3.0556 | 22.9167 | 49.3194 | 5 | 32.7083 | 22.5417 | 23.1667 | 8.1806 | 8.0278 | 32.2222 | 9.2083 | 22.7292
TG.18.1_33.1. | 36.9767 | 25.9651 | 37.6802 | 0.86047 | 26.8023 | 57.4302 | 11.1047 | 41.8547 | 27.5756 | 30.7616 | 12.0988 | 8.3779 | 38.0698 | 5.157 | 27.189
TG.18.1_33.2. | 29.7206 | 22.1471 | 36.3529 | 1.8529 | 29.7059 | 58.1176 | 12.2059 | 46.4706 | 29 | 27.0441 | 10.6471 | 10.3676 | 36.5294 | 5.5 | 28.0221
TG.18.1_33.3. | 35.2586 | 26.1207 | 32.5862 | 17.6724 | 27.5862 | 50.3448 | 10.0862 | 32.7586 | 37.069 | 33.9655 |  | 10.0862 | 37.6724 | 10.1724 | 32.5862
TG.18.1_34.1. | 33.5558 | 8.6668 | 22.9834 | 12.5604 | 36.9737 | 51.2191 | 13.8158 | 25.3014 | 13.362 | 30.3684 | 10.9207 | 10.5529 | 18.4134 | 30.8024 | 20.6984
TG.18.1_34.2. | 32.7789 | 20.1468 | 33.8869 | 3.086 | 41.7164 | 55.92 | 14.1791 | 37.7922 | 27.1715 | 32.9894 | 11.3519 | 10.4688 | 32.8093 | 8.8978 | 29.9752
TG.18.1_34.3. | 33.8395 | 23.1987 | 33.3316 | 6.1921 | 45.3026 | 57.9842 | 11.5789 | 43.0711 | 28.8224 | 35.1592 | 12.85 | 10.2145 | 34.5184 | 4.9329 | 31.077
TG.18.1_34.4. | 38.5147 | 30.8529 | 33.2206 | 12.5147 | 49.9118 | 62.5 | 8.8235 | 47.7059 | 32.1176 | 37.8088 | 17.7941 | 12.2794 | 38.8235 | 9.3235 | 32.6691
TG.18.1_35.2. | 27.7734 | 25.1484 | 2.8359 | 10.4219 | 35.3906 | 36.7578 | 15.4688 | 28.6641 | 24.2578 | 26.1797 | 27.3281 | 10.5078 | 5.7813 | 94.1797 | 25.6641
TG.18.1_35.3. | 32.35 | 12.325 | 20.9 | 6.9 | 39.375 | 46.5 | 8.425 | 35.45 | 11.225 | 21.35 | 29.875 | 10.525 | 27.6 | 52.05 | 24.475
TG.18.1_36.0. | 36.2083 | 51.7812 | 15.3438 | 14.0312 | 10.3125 | 17.2708 | 35.5208 | 10.3438 | 61.0833 | 19.6354 | 10.5625 | 41.9167 | 28.3542 | 166.7708 | 23.9948
TG.18.1_36.1. | 34.7643 | 16.5452 | 13.8179 | 19.1726 | 30.4762 | 36.406 | 8.6905 | 15.331 | 8.4821 | 23.6405 | 13.0036 | 7.3631 | 5.3798 | 95.3929 | 15.9381
TG.18.1_36.2. | 32.1379 | 48.3074 | 54.1859 | 18.1203 | 36.0156 | 75.8094 | 9.3359 | 67.4289 | 63.7055 | 31.6223 | 9.6266 | 8.3605 | 63.1105 | 40.2645 | 38.14
TG.18.1_36.3. | 35.9338 | 12.454 | 33.5434 | 3.8721 | 43.0882 | 56.7717 | 12.8676 | 38.6835 | 14.9779 | 33.8125 | 14.8934 | 10.5404 | 20.714 | 47.3665 | 27.1287
TG.18.1_36.4. | 31 | 6.0962 | 23.6904 | 4.501 | 45.3846 | 50.3481 | 12.2115 | 28.899 | 11.3183 | 31.6981 | 16.2298 | 9.5115 | 15.4519 | 54.2577 | 19.9601
TG.18.1_36.5. | 33.9302 | 9.6337 | 19.5116 | 2.7733 |  | 48.9651 | 12.3837 | 36.2791 | 15.407 | 34.9419 | 30.9593 | 10.75 | 20.7151 | 47.8895 | 20.7151
TG.18.1_36.6. | 38.8953 | 13.314 | 35.9302 | 17.907 |  |  | 10.1163 | 35.9884 | 25.8721 | 39.186 | 36.9767 | 17.1512 | 31.5698 | 22.0349 | 28.7209
TG.18.1_38.5. | 35.0417 | 3.5833 | 7.4583 | 8.9417 | 48.1667 | 39.575 | 7.3333 | 29.1167 | 5.6333 | 36.175 | 28.8333 | 8.2833 | 5.6 | 102.3167 | 18.8875
TG.18.1_38.6. | 34.2333 | 12.8833 | 29.35 | 10.8667 | 50.2 | 57.8833 | 4.5 | 42.8333 | 23.7833 | 33.35 | 39.0167 | 14.5 | 23.3667 | 55.6833 | 31.35
TG.18.1_38.7. | 45.875 | 36.625 | 30.1875 | 25.75 | 42 | 47.3125 | 24.9375 | 36.75 | 37.75 | 38.5 | 22.75 | 28.8125 | 32.375 | 43.875 | 36.6875
TG.18.2_28.0. | 10.05 | 20.9333 | 45.35 | 9.95 | 38.1167 | 49.25 | 10.6667 | 52.3833 | 41.6 | 21.7167 | 10.8333 | 16 | 52.5667 | 42.4167 | 29.9167
TG.18.2_30.0. | 24.5738 | 24.9303 | 40.127 | 4.7049 | 41.9262 | 54.9795 | 14.5902 | 46.3648 | 40.1148 | 30.9795 | 14.2623 | 16.9467 | 47.9344 | 30.5533 | 30.7664
TG.18.2_30.1. | 25.1855 | 29.1935 | 42.7419 | 3.5726 | 32.1774 | 54.1452 | 12.4194 | 50.9194 | 43.2258 | 28.629 | 15.6048 | 14.129 | 50.0565 | 30.1613 | 29.6774
TG.18.2_32.0. | 32.6602 | 29.2898 | 40.7019 | 4.1741 | 41.1111 | 56.3454 | 12.037 | 44.9417 | 37.0806 | 31.6278 | 9.1204 | 10.2611 | 41.9074 | 17.4778 | 32.144
TG.18.2_32.1. | 33.806 | 24.4321 | 34.4738 | 9.9024 | 41.6667 | 55.344 | 14.881 | 42.4536 | 31.5512 | 36.4762 | 10.4452 | 13.3738 | 39.1726 | 14.0357 | 32.6786
TG.18.2_32.2. | 29.4577 | 26.7308 | 33.3 | 6.1308 | 45.7692 | 56.7577 | 16.0769 | 45.0423 | 33.6423 | 32.4192 | 7.1231 | 12.9308 | 42.5538 | 16.7077 | 30.9385
TG.18.2_33.0. | 34.7273 | 14.6364 | 27.3636 | 3.6591 | 25.4545 | 54.0909 | 9.1136 | 39.0455 | 21.4318 | 30.2955 | 19.4318 | 7.3636 | 28.5 | 12.9773 | 23.4432
TG.18.2_33.1. | 31.1875 | 20.0417 | 33.9583 | 1.1146 | 32.6042 | 53.7396 | 8.75 | 42.8542 | 31.1042 | 33.1562 | 20.25 | 8.2604 | 35.6667 | 4.3958 | 31.1458
TG.18.2_33.2. | 27.6136 | 29.9773 | 29.2045 | 3.4318 | 41.6364 | 51.7045 | 14.8182 | 44.7727 | 31.7045 | 31.1818 | 10.0455 | 11.4545 | 40.3864 | 3.8864 | 29.5909
TG.18.2_34.0. | 33.8016 | 9.1781 | 15.5172 | 5.0453 | 37.4062 | 47.5016 | 8.2812 | 26.0328 | 10.7312 | 30.2625 | 7.2047 | 7.8531 | 14.4594 | 40.6688 | 14.9883
TG.18.2_34.1. | 33.7263 | 21.7702 | 32.8284 | 3.7334 | 42.0798 | 58.1954 | 12.605 | 37.5471 | 28.1616 | 32.7567 | 8.0225 | 10.1887 | 32.6769 | 10.825 | 30.4192
TG.18.2_34.2. | 35.8894 | 23.6435 | 33.8538 | 1.3285 | 47.0882 | 57.9538 | 16.0882 | 39.8865 | 25.7685 | 34.3447 | 8.7476 | 13.0638 | 34.3924 | 11.5353 | 29.8112
TG.18.2_34.3. | 36.5773 | 22.7023 | 34.6864 | 6.4114 | 49.5682 | 58.5 | 13.2955 | 44.9909 | 30.5205 | 38.1455 | 11.125 | 12.0636 | 37.1136 | 2.225 | 32.6034
TG.18.2_34.4. | 35.575 | 25.85 | 33.875 | 13.9 | 50.55 | 58.55 | 7.75 | 48.375 | 39.9 | 40.525 | 20.65 | 8.725 | 42.9 | 6.9 | 34.725
TG.18.2_35.1. | 36.0833 | 9.7976 | 26.2262 | 6.3214 | 35.119 | 50.2024 | 16.5476 | 36.5357 | 6.6905 | 28.5595 | 7.5 | 10.8452 | 14.7143 | 48.2738 | 21.3869
TG.18.2_35.2. | 32.369 | 11.131 | 19.7619 | 6.9643 | 45.7143 | 47.869 | 20.8333 | 42.7024 | 5.75 | 31.8095 | 19.4048 | 14.7024 | 31.4167 | 54.0952 | 26.125
TG.18.2_35.3. | 26.6923 | 25.6923 | 27.0769 | 4.5 | 47.9615 | 59.0385 | 21 | 41.5769 | 19.2692 | 26.2692 | 12.8462 | 13.5 | 36.8462 | 25.1154 | 25.9808
TG.18.2_36.0. | 32.8971 | 17.4853 | 13.5 | 15.9559 | 32.3529 | 42.9118 | 5.1471 | 18.9412 | 4.8088 | 24.2941 | 10.25 | 10.2353 | 7.0882 | 89.3382 | 16.7206
TG.18.2_36.1. | 32.1732 | 13.625 | 15.7625 | 11.5089 | 40.9821 | 40.8643 | 13.0357 | 22.5393 | 7.4482 | 26.8839 | 12.2446 | 9.8839 | 5.525 | 89.1018 | 14.6937
TG.18.2_36.2. | 33.285 | 8.83 | 28.9125 | 10.1713 | 41.3125 | 55.8431 | 11.8125 | 33.6238 | 9.9781 | 32.3975 | 9.1325 | 8.9381 | 19.9125 | 55.2344 | 24.4125
TG.18.2_36.3. | 34.3421 | 8.2743 | 27.2467 | 2.9822 | 48.5526 | 52.7645 | 16.25 | 32.9434 | 13.1013 | 34.5638 | 14.8612 | 12.4414 | 18.2039 | 52.5684 | 22.7253
TG.18.2_36.4. | 34.9809 | 6.6103 | 23.2853 | 2.5338 | 49.3382 | 53.3853 | 14.1176 | 32.7162 | 13.0559 | 37.2191 | 27.8191 | 11.6985 | 20.8779 | 52.0353 | 25.5522
TG.18.2_36.5. | 34.5446 | 5.8482 | 18.3661 | 2.6518 | 52.2321 | 55.0893 | 15.4464 | 30.5625 | 13.2232 | 38.0893 | 24.2143 | 11.0268 | 19.2679 | 53.8304 | 21.7411
TG.18.2_38.4. | 30.4118 | 9.2206 | 10.0588 | 1.0735 | 47.6912 | 44.5735 | 5.1471 | 27.8088 | 5.9265 | 27.5294 | 29.6176 | 8.2941 | 9.6029 | 93.0735 | 18.7941
TG.18.2_38.5. | 39.4375 | 17.125 | 29.8125 | 9.0125 | 53.0125 | 61.5375 | 8.375 | 44.5625 | 19.9875 | 35.8875 | 30.125 | 11.025 | 25.5375 | 57.825 | 29.9688
TG.18.2_38.6. | 29.6134 | 12.0361 | 23.4021 | 6.3918 | 53.5309 | 49.1495 | 5.9536 | 36.8041 | 21.8041 | 32.4742 | 27.9381 | 9.1753 | 9.9742 | 68.2474 | 25.6701
TG.18.3_30.0. | 18.4559 | 15.8824 | 42.7941 | 4.8897 | 41.25 | 55.5147 | 13.5662 | 48.6397 | 38.8603 | 22.4632 | 24.5956 | 11.9853 | 43.6765 | 13.9338 | 23.5294
TG.18.3_32.0. | 33.5385 | 34.8942 | 37.25 | 13.3365 | 42.3077 | 52.4231 | 14.7115 | 44.5192 | 38.1635 | 36.1346 | 10.1058 | 15.7019 | 41.5577 | 11.8654 | 35.5144
TG.18.3_32.1. | 32.2826 | 28.0326 | 32.9022 | 12.163 | 38.8043 | 50.6957 | 10.3261 | 43.7065 | 33.5761 | 36.2391 | 15.2826 | 10.75 | 42.3804 | 17.4457 | 32.5924
TG.18.3_33.2. | 22.3684 | 23.2456 | 13.5965 | 61.4035 | 53.9474 |  | 91.2281 |  | 15.7895 | 28.0702 | 228.9474 | 121.0526 | 26.3158 | 19.2982 | 27.193
TG.18.3_34.0. | 27.2812 | 19.9375 | 29.7656 | 1.5938 | 45.7344 | 48.0312 | 11.4062 | 34.6094 | 31.5312 | 27.75 | 31.1406 | 10.625 | 31.2812 | 19.1562 | 28.7578
TG.18.3_34.1. | 35.6437 | 24.8354 | 34.8729 | 6.0833 | 47.5417 | 59.2083 | 12.25 | 40.0187 | 28.3229 | 38.4562 | 8.7604 | 11.7688 | 35.2313 | 8.4854 | 31.5979
TG.18.3_34.2. | 36.5 | 28.3766 | 34.5649 | 2.9286 | 49.2532 | 59.9838 | 11.9805 | 43.6136 | 31.013 | 37.2208 | 10.7045 | 10.0682 | 36.974 | 3.6688 | 32.789
TG.18.3_34.3. | 32.5 | 28.1591 | 34.3864 | 7.6364 | 48.4545 | 59.7045 | 10.6591 | 42.3864 | 37.2045 | 37.7273 | 16.9545 | 11.3636 | 43.8409 | 5.4091 | 33.4432
TG.18.3_35.2. | 37.2222 | 22.5 | 21.9444 | 7.6852 | 38.0556 | 51.0185 | 14.9074 | 31.6667 | 18.5185 | 32.4074 | 23.9815 | 13.3333 | 29.2593 | 45.1852 | 26.6204
TG.18.3_36.1. | 29.3929 | 14.1607 | 32.125 | 8.5179 | 41.5714 | 56.4643 | 5.7143 | 40.5893 | 11.6786 | 31.4107 | 17.1786 | 6.6786 | 22.9107 | 53.9107 | 26.1518
TG.18.3_36.2. | 28.9457 | 8.4076 | 25.7283 | 7.9185 | 45.3804 | 53.4783 | 10.2174 | 28.7935 | 12.2011 | 33.1033 | 11.5489 | 9.0054 | 14.9293 | 60.9293 | 20.3288
TG.18.3_36.3. | 34.4309 | 9.3351 | 25.984 | 1.7074 | 48.4043 | 52.5372 | 9.5213 | 32.4947 | 14.1489 | 35.8032 | 19.2447 | 10.1489 | 19.883 | 51.0798 | 22.9335
TG.18.3_36.4. | 26.3026 | 2.7237 | 13.2105 | 8.1579 | 47.6053 | 39.2763 | 8.8158 | 21.0921 | 3.3289 | 34.0263 | 17.6711 | 7.3289 | 14.2237 | 66.25 | 15.9474
TG.18.3_38.5. | 28.0469 | 12.4219 | 4.2188 | 17.6562 | 60.1562 |  | 15.9375 |  | 8.2031 | 30.3906 | 23.5938 | 12.1875 | 35.7812 | 221.9531 | 20.625
TG.18.3_38.6. | 38.2895 |  | 21.0526 | 20.5263 | 61.8421 |  | 16.3158 | 31.8421 | 36.4474 | 36.9737 | 18.8158 | 15.2632 | 39.2105 | 81.1842 | 34.1447
TG.20.0_32.3. | 41.1111 | 22.2222 | 38.8194 | 7.6389 | 31.3889 | 38.6111 | 19.9306 | 37.4306 | 10.8333 | 38.3333 | 23.3333 | 17.4306 | 28.1944 | 41.5972 | 29.7917
TG.20.0_32.4. | 35.8333 | 15.8333 | 41.859 | 17.6923 | 39.7436 | 48.9103 | 22.6282 | 31.4744 | 9.9359 | 31.4103 | 33.6538 | 19.0385 | 17.9487 | 53.4615 | 31.4423
TG.20.0_34.1. | 16.5979 | 27.5 |  | 41.5722 | 54.7423 |  | 63.1701 | 47.7577 | 6.2113 | 32.6546 | 82.6546 | 30.8505 |  | 59.8454 | 41.5722
TG.20.1_32.1. | 23.2292 | 22.5521 | 36.5104 | 3.9583 |  |  | 28.2812 | 35.4688 | 25 | 16.9792 | 16.7188 | 19.5833 | 38.0208 | 24.1667 | 23.6979
TG.20.1_32.2. | 38.5938 | 49.8438 | 48.9844 | 15.7031 | 47.6562 |  | 33.125 | 60.8594 | 51.7188 | 34.6094 |  | 26.0938 | 59.375 | 23.4375 | 43.125
TG.20.1_32.3. | 66.3158 | 63.4211 | 63.5526 | 41.8421 |  | 69.2105 | 27.5 |  | 67.3684 | 55.5263 |  | 28.8158 | 76.3158 | 45.6579 | 63.4211
TG.20.1_34.0. | 28.3333 | 19.4697 |  | 13.6364 |  |  | 31.2121 |  | 11.9697 | 8.7879 | 32.4242 | 20.8333 | 36.7424 | 81.6667 | 24.5833
TG.20.1_34.1. | 17.375 | 13.9583 | 29.0139 | 24.4583 | 40.8333 | 40.7639 | 32.9167 | 19.2639 | 8.5417 | 10.6944 | 41.0139 | 13.9583 | 17.9444 | 107.2917 | 21.8611
TG.20.1_34.2. | 18.6429 | 8.3393 | 25.375 | 17.125 | 51.0714 | 34.1429 | 32.9821 | 25.9286 | 2.4821 | 11.875 | 15.6964 | 17.0179 | 19.9464 | 91.8214 | 19.2946
TG.20.1_34.3. | 13.4259 | 7.7778 | 30.9259 | 5.3704 | 45.3704 |  | 19.8148 | 34.1667 | 8.4259 | 30.1852 | 26.7593 | 11.3889 | 22.7778 | 65.3704 | 22.7778
TG.20.2_32.0. | 30.2778 | 12.3611 | 39.213 | 6.4815 | 24.3519 |  | 4.8148 |  |  | 19.9537 | 19.537 | 4.2593 | 19.9074 | 26.8981 | 19.9074
TG.20.2_32.1. | 32.2414 | 36.8966 | 39.6983 | 7.1983 | 26.5086 | 55.3448 | 9.569 | 47.8448 | 33.1034 | 33.8362 | 11.1638 | 7.4138 | 41.6379 | 10.1293 | 32.6724
TG.20.2_34.1. | 30.9265 | 5.6765 | 19.0147 | 4.4265 | 40.4118 | 43.1471 | 16.3235 | 13.0588 | 8.5294 | 30.2647 | 20.2794 | 11.9412 | 7.9853 | 92.1471 | 17.6691
TG.20.2_34.2. | 33.2692 | 14.6538 | 35.6154 | 1.9423 | 43.9423 | 51.5385 | 22.2115 | 35.5769 | 14.5769 | 28.5769 | 17.0192 | 12.8462 | 27.8077 | 46.4423 | 28.1923
TG.20.2_34.3. | 41.4286 | 26.6071 | 14.1964 | 14.375 | 36.6071 |  | 13.4821 | 14.8214 | 10.8036 | 40.1786 | 34.6429 | 15.7143 | 21.6071 | 58.75 | 21.6071
TG.20.2_36.5. | 3049900 |  | 5924900 | 5699900 |  |  | 6307400 |  |  | 4999900 | 8324900 | 6849900 | 4574900 | 11949900 | 5924900
TG.20.3_32.0. | 25.0667 | 17.3 | 24.5333 | 4.9 | 33.3667 | 37.7 | 6.7333 | 20.7667 | 11.1667 | 23.6 | 20.7 | 10.5667 | 18.7 | 29.0333 | 20.7333
TG.20.3_32.1. | 28.5473 | 22.5676 | 29.9324 | 3.75 | 28.6486 | 47.3986 | 11.5203 | 36.0135 | 16.5203 | 25.6757 | 28.0405 | 10.2027 | 31.2162 | 10.8446 | 26.8581
TG.20.3_32.2. | 46.5179 | 48.2143 |  | 16.3393 | 50.8929 | 65.5357 | 30.7143 |  | 56.0714 | 36.4286 |  | 33.2143 | 58.0357 | 42.3214 | 46.5179
TG.20.3_34.0. | 27.0349 | 19.6512 | 24.1279 | 7.5581 | 36.6279 |  | 13.0814 | 7.3837 | 32.6163 | 9.8256 | 12.9651 | 15.814 | 30.2326 | 20.6977 | 19.6512
TG.20.3_34.1. | 34.2411 | 16.3839 | 19.8214 | 1.6607 | 43.3036 | 46.5536 | 13.0357 | 22.0357 | 6.0536 | 30.0804 | 20.9821 | 10.375 | 3.1071 | 77.1964 | 20.4018
TG.20.3_34.2. | 30.2262 | 16.7976 | 30.7619 | 3.2381 | 49.0476 | 53.7262 | 17.0238 | 36.2738 | 8.3214 | 30.9167 | 16.9881 | 12.6548 | 21.0476 | 50.2738 | 25.6369
TG.20.3_34.3. | 27.3026 | 11.3158 | 12.7632 | 8.0921 | 44.9342 | 37.5 | 7.7632 | 17.2368 | 16.1842 | 34.0789 | 20 | 7.5658 | 3.8158 | 76.1842 | 16.7105
TG.20.3_36.3. | 26.325 | 13.925 | 22.475 | 2.35 | 47.325 | 43.2 | 5.925 | 27.05 | 7.225 | 30.425 | 8 | 9.225 | 11.2 | 98.15 | 18.2
TG.20.3_36.4. | 38.1 | 10 | 36.35 | 7.5 | 49.45 | 64.6 | 9.2 | 43.45 | 28.2 | 36.9 | 28.15 | 10.7 | 25.95 | 49.6 | 32.275
TG.20.3_36.5. | 60.1316 | 68.9474 | 82.6316 | 50.7895 | 60.7895 |  | 32.2368 | 77.8947 | 74.0789 | 55.3947 | 48.9474 | 28.9474 | 73.8158 | 54.6053 | 60.1316
TG.20.4_30.0. | 34.7273 | 26.5455 | 33.2273 | 10.9091 | 50.8636 | 45.7273 | 11.0455 | 52.5 | 28.4091 | 34.7727 | 12.8636 | 13.1364 | 32.1818 | 15.0909 | 30.2955
TG.20.4_32.0. | 29.625 | 12.2625 | 17.2875 | 4.1125 | 47.55 | 48.325 | 9.75 | 31.1875 | 11.3125 | 31.1625 | 13.4875 | 10.175 | 20.25 | 28.4875 | 18.7688
TG.20.4_32.1. | 34.9265 | 25.1618 | 33.2206 | 10.3088 | 50.2941 | 51.6618 | 7.5 | 46.2647 | 23.0882 | 36.3382 | 19.1029 | 11.0882 | 35.3088 | 3.9706 | 29.1912
TG.20.4_32.2. | 27.2222 | 34.6296 | 38.6574 | 6.8056 | 48.287 | 64.7685 | 10.0926 | 49.7685 | 26.3889 | 32.5926 | 7.963 | 10.6944 | 47.1296 | 15.5093 | 29.9074
TG.20.4_33.2. | 55.1786 | 34.2857 | 42.6786 | 46.7857 | 51.4286 |  | 25.9643 | 53.75 | 55.5357 | 50.3571 | 15.1786 | 27.5 | 55.7143 | 13.5714 | 46.7857
TG.20.4_34.0. | 23.75 | 8.9091 | 29.2955 | 10.3182 | 39.4091 | 52.5227 | 6.8182 | 32.75 | 13.5227 | 19.9091 | 16.7045 | 8 | 15.0682 | 45.7273 | 18.3068
TG.20.4_34.1. | 33.776 | 16.789 | 32.1039 | 3.5325 | 48.3117 | 55.7532 | 10.7468 | 38.5747 | 20.3929 | 34.2727 | 17.0779 | 10.1169 | 22.4903 | 34.487 | 27.2971
TG.20.4_34.2. | 33.7787 | 14.6844 | 25.9426 | 6.7213 | 49.959 | 51.4918 | 8.4836 | 36.4795 | 13.9221 | 34.5082 | 19.873 | 10.4795 | 20.8975 | 46.3852 | 23.4201
TG.20.4_34.3. | 32.931 | 10.3161 | 24.4253 | 3.7356 | 51.3218 | 55.9483 | 6.3506 | 28.5057 | 11.8391 | 33.2471 | 17.0115 | 13.9943 | 17.2701 | 40.8046 | 20.8477
TG.20.4_35.3. | 5149900 | 6874900 |  | 4849900 | 2499900 |  | 4119900 |  | 4224900 | 4224900 |  | 4249900 | 4274900 | 8274900 | 4262400
TG.20.4_36.2. | 32.1477 | 6.5455 | 6.2727 | 2.5057 | 47.2159 | 43.5682 | 2.6705 | 25.4432 | 13.0398 | 33.6875 | 17.2784 | 6.983 | 9.0455 | 98.0625 | 15.1591
TG.20.4_36.3. | 35.9054 | 16.0338 | 29.9392 | 7.8243 | 51.0811 | 57.5541 | 5.473 | 46.4122 | 21.5203 | 38.2162 | 18.7027 | 9.8784 | 24.4459 | 46.6284 | 27.1926
TG.20.4_36.4. | 34.4853 | 12.4853 | 25.8382 | 14.2353 | 54.7941 | 59.5882 | 4.4118 | 41.1765 | 21.8382 | 39.1618 | 17.5882 | 8.1765 | 23.7794 | 55.0882 | 24.8088
TG.20.4_36.5. | 31.2838 | 12.4324 | 33.5811 | 11.6216 | 55.6081 |  | 2.8378 | 37.9054 | 36.0135 | 36.2162 | 24.2568 | 9.0541 | 30.1351 | 41.2838 | 31.2838
TG.20.5_34.0. | 53.6364 | 35.7955 | 45.6818 | 37.6136 | 31.4773 |  | 17.5 | 45.4545 | 39.2045 | 54.6591 | 28.8636 | 14.8864 | 38.9773 | 16.9318 | 37.6136
TG.20.5_34.1. | 36.4773 | 17.7727 | 32.1818 | 14.1136 | 49.0909 | 62.0455 | 3.9773 | 36.8182 | 25.8182 | 37.6136 | 24.5682 | 11.1818 | 31.8864 | 31.7727 | 31.8295
TG.20.5_34.2. | 29.3155 | 25.625 | 27.3512 | 4.3452 | 44.0179 | 51.1012 | 6.25 | 22.0833 | 7.8274 | 35.3869 | 18.8095 | 12.1131 | 16.6369 | 40.6548 | 23.8542
TG.20.5_36.2. | 34.375 | 12.5446 | 9.8661 | 7.6786 | 39.3304 | 49.1518 | 5 | 28.8839 | 11.25 | 42.0089 | 17.7232 | 10.1339 | 18.4375 | 51.6964 | 18.0804
TG.20.5_36.3. | 41.25 | 16.9397 | 37.1983 | 16.0345 | 50.3017 | 62.1121 | 8.7069 | 39.6983 | 17.4569 | 33.8362 | 18.0172 | 8.1466 | 22.069 | 55.1724 | 27.9526
TG.22.2_32.4. |  | 80.8824 |  | 477.9412 | 297.0588 |  | 415.1471 |  | 89.7059 |  |  | 405.8824 |  | 219.1176 | 297.0588
TG.22.4_32.0. | 43.3333 | 20.5556 | 13.7963 | 7.5926 | 42.4074 | 31.3889 | 6.1111 | 28.0556 | 15.1852 | 25.7407 |  | 11.5741 | 20.9259 | 88.7037 | 20.9259
TG.22.4_32.2. | 64.5455 |  | 24.3182 | 37.2727 |  |  |  |  | 32.2727 | 66.1364 |  | 18.4091 | 34.7727 | 32.0455 | 33.5227
TG.22.4_34.2. | 28.5855 | 5.5921 | 15.0329 | 3.1579 | 45.4276 | 51.3158 | 9.6382 | 16.8421 | 8.6184 | 24.4408 | 14.7368 | 7.8947 | 5.2303 | 98.4868 | 14.8849
TG.22.5_32.0. | 35.8 | 27.8 | 9.9 | 7.4 |  |  | 9.75 | 17.65 | 26.7 | 20.3 | 19.8 | 8.2 | 29 | 91.1 | 20.05
TG.22.5_32.1. | 36.3636 | 16.1932 | 8.1818 | 7.6705 |  | 25.7386 | 4.375 | 20.2273 | 27.8977 | 28.8068 | 31.9318 | 10.625 | 14.7159 | 83.6364 | 20.2273
TG.22.5_34.1. | 33.3333 | 11.4762 | 15.25 | 5.1786 | 46.5476 | 36.4881 | 7.2619 | 18.7143 | 14.9643 | 32.4167 | 19.1667 | 9.3095 | 3.9286 | 99.2381 | 16.9821
TG.22.5_34.2. | 33.7647 | 7.0147 | 15.2941 | 7.9118 | 49 | 45.6765 | 5.7353 | 33.1324 | 11.6765 | 34.6618 | 27.4853 | 8.75 | 6.8971 | 95.1324 | 21.3897
TG.22.5_34.3. | 33.5714 | 16.1607 | 38.9286 | 17.7679 | 52.4107 |  | 13.5714 | 39.5536 | 14.1071 | 31.4286 | 15.5357 | 15.8036 | 33.3036 | 44.2857 | 31.4286
TG.22.6_32.0. | 32 | 31.05 | 41.1 | 4.2 |  | 54 | 8.2 | 43.9 | 11.3 | 28.45 | 23 | 13.7 | 29.25 | 28.9 | 28.9
TG.22.6_32.1. | 37.8571 | 16.1905 | 35.6548 | 10.1786 |  | 52.2024 | 7.0833 | 42.8571 | 7.0833 | 35.2381 | 20.7738 | 7.2024 | 16.7857 | 39.881 | 20.7738
TG.22.6_34.1. | 31.5 | 8.7368 | 12.2368 | 2.2632 | 44.9868 | 48.3026 | 5.9211 | 31.5132 | 8.1842 | 31.5132 | 10.3947 | 8.4868 | 9 | 102.5526 | 11.3158
TG.22.6_34.2. | 30.75 | 10.35 | 8.4333 | 5.85 | 49.9167 | 37.1833 | 5.5 | 17.2833 | 19.45 | 33.9667 | 16.1 | 5.1333 | 12.8667 | 103.9 | 16.6917
TG.22.6_34.3. | 35.5172 | 12.931 | 19.2241 | 27.4138 | 50.0862 |  | 14.0517 |  | 6.0345 | 42.7586 | 23.2759 | 11.7241 | 14.4828 | 82.4138 | 21.25
TrpBetaine | 46.25 | 72.6071 | 29.3214 | 15.75 | 79.0476 | 4.1548 | 47.2619 | 53.5119 | 38.5476 | 15.9048 | 29.9643 | 83.8571 | 48.2381 | 22.5833 | 42.3988

## Table S6
Supplementary Table 6: Coefficient of variation of measurements across laboratories per sample type
Sample type | C0 | C2 | C3 | C3.DC..C4.OH. | C4 | C4.1 | C5 | C6..C4.1.DC. | C8 | C9 | C10 | C12 | C14 | C14.1 | C14.1.OH | C16 | C18 | C18.1 | C18.2 | Trigonelline | TMAO | Ala | Arg | Asn | Asp | Cys | Gln | Glu | Gly | His | Ile | Leu | Lys | Met | Phe | Pro | Ser | Thr | Trp | Tyr | Val | X1.Met.His | X3.Met.His | X5.AVA | AABA | ADMA | alpha.AAA | Anserine | BABA | Betaine | Carnosine | Cit | Creatinine | Cystine | HArg | HCys | Kynurenine | Met.SO | Orn | PAG | PheAlaBetaine | ProBetaine | Sarcosine | SDMA | t4.OH.Pro | Taurine | TrpBetaine | CA | CDCA | DCA | GCA | GCDCA | GDCA | GLCA | GLCAS | GUDCA | TCA | TCDCA | TDCA | TLCA | TMCA | beta.Ala | GABA | Putrescine | Serotonin | Spermidine | AconAcid | DiCA.12.0. | DiCA.14.0. | HipAcid | Lac | OH.GlutAcid | Suc | Cer.d16.1.18.0. | Cer.d16.1.20.0. | Cer.d16.1.22.0. | Cer.d16.1.23.0. | Cer.d16.1.24.0. | Cer.d18.1.14.0. | Cer.d18.1.16.0. | Cer.d18.1.18.0.OH.. | Cer.d18.1.18.0. | Cer.d18.1.18.1. | Cer.d18.1.20.0.OH.. | Cer.d18.1.20.0. | Cer.d18.1.22.0. | Cer.d18.1.23.0. | Cer.d18.1.24.0. | Cer.d18.1.24.1. | Cer.d18.1.25.0. | Cer.d18.1.26.0. | Cer.d18.1.26.1. | Cer.d18.2.14.0. | Cer.d18.2.16.0. | Cer.d18.2.18.0. | Cer.d18.2.18.1. | Cer.d18.2.20.0. | Cer.d18.2.22.0. | Cer.d18.2.23.0. | Cer.d18.2.24.0. | Cer.d18.2.24.1. | CE.14.0. | CE.14.1. | CE.15.0. | CE.15.1. | CE.16.0. | CE.16.1. | CE.17.0. | CE.17.1. | CE.18.0. | CE.18.1. | CE.18.2. | CE.18.3. | CE.20.0. | CE.20.1. | CE.20.3. | CE.20.4. | CE.20.5. | CE.22.0. | CE.22.1. | CE.22.2. | CE.22.5. | CE.22.6. | p.Cresol.SO4 | DG.14.1_18.1. | DG.16.0_16.1. | DG.16.0_18.1. | DG.16.0_18.2. | DG.16.0_20.3. | DG.16.1_18.1. | DG.16.1_18.2. | DG.17.0_18.1. | DG.18.1_18.1. | DG.18.1_18.2. | DG.18.1_18.3. | DG.18.1_20.0. | DG.18.1_20.1. | DG.18.1_20.2. | DG.18.2_18.2. | DG.18.2_18.3. | DG.18.2_20.0. | DG.18.2_20.4. | Cer.d18.0.18.0. | Cer.d18.0.22.0. | Cer.d18.0.24.0. | Cer.d18.0.24.1. | AA | DHA | EPA | FA.18.1. | FA.18.2. | FA.20.1. | FA.20.2. | FA.20.3. | lysoPC.a.C14.0 | lysoPC.a.C16.0 | lysoPC.a.C16.1 | lysoPC.a.C17.0 | lysoPC.a.C18.0 | lysoPC.a.C18.1 | lysoPC.a.C18.2 | lysoPC.a.C20.3 | lysoPC.a.C20.4 | lysoPC.a.C24.0 | lysoPC.a.C26.0 | lysoPC.a.C26.1 | lysoPC.a.C28.0 | lysoPC.a.C28.1 | PC.aa.C24.0 | PC.aa.C28.1 | PC.aa.C30.0 | PC.aa.C30.2 | PC.aa.C32.0 | PC.aa.C32.1 | PC.aa.C32.2 | PC.aa.C32.3 | PC.aa.C34.1 | PC.aa.C34.2 | PC.aa.C34.3 | PC.aa.C34.4 | PC.aa.C36.0 | PC.aa.C36.1 | PC.aa.C36.2 | PC.aa.C36.3 | PC.aa.C36.4 | PC.aa.C36.5 | PC.aa.C36.6 | PC.aa.C38.0 | PC.aa.C38.1 | PC.aa.C38.3 | PC.aa.C38.4 | PC.aa.C38.5 | PC.aa.C38.6 | PC.aa.C40.2 | PC.aa.C40.3 | PC.aa.C40.4 | PC.aa.C40.5 | PC.aa.C40.6 | PC.aa.C42.0 | PC.aa.C42.1 | PC.aa.C42.2 | PC.aa.C42.4 | PC.aa.C42.5 | PC.aa.C42.6 | PC.ae.C30.0 | PC.ae.C30.1 | PC.ae.C30.2 | PC.ae.C32.1 | PC.ae.C32.2 | PC.ae.C34.0 | PC.ae.C34.1 | PC.ae.C34.2 | PC.ae.C34.3 | PC.ae.C36.0 | PC.ae.C36.1 | PC.ae.C36.2 | PC.ae.C36.3 | PC.ae.C36.4 | PC.ae.C36.5 | PC.ae.C38.0 | PC.ae.C38.1 | PC.ae.C38.2 | PC.ae.C38.3 | PC.ae.C38.4 | PC.ae.C38.5 | PC.ae.C38.6 | PC.ae.C40.1 | PC.ae.C40.2 | PC.ae.C40.3 | PC.ae.C40.4 | PC.ae.C40.5 | PC.ae.C40.6 | PC.ae.C42.1 | PC.ae.C42.2 | PC.ae.C42.3 | PC.ae.C42.4 | PC.ae.C42.5 | PC.ae.C44.3 | PC.ae.C44.4 | PC.ae.C44.5 | PC.ae.C44.6 | Hex2Cer.d18.1.14.0. | Hex2Cer.d18.1.16.0. | Hex2Cer.d18.1.18.0. | Hex2Cer.d18.1.20.0. | Hex2Cer.d18.1.22.0. | Hex2Cer.d18.1.24.0. | Hex2Cer.d18.1.24.1. | Hex2Cer.d18.1.26.0. | Hex2Cer.d18.1.26.1. | Hex3Cer.d18.1.16.0. | Hex3Cer.d18.1.18.0. | Hex3Cer.d18.1.24.1. | Hex3Cer.d18.1.26.1. | Hex3Cer.d18.1.20.0. | Hex3Cer.d18.1.22.0. | HexCer.d16.1.22.0. | HexCer.d16.1.24.0. | HexCer.d18.1.14.0. | HexCer.d18.1.16.0. | HexCer.d18.1.18.0. | HexCer.d18.1.18.1. | HexCer.d18.1.20.0. | HexCer.d18.1.22.0. | HexCer.d18.1.23.0. | HexCer.d18.1.24.0. | HexCer.d18.1.24.1. | HexCer.d18.1.26.0. | HexCer.d18.1.26.1. | HexCer.d18.2.16.0. | HexCer.d18.2.18.0. | HexCer.d18.2.20.0. | HexCer.d18.2.22.0. | HexCer.d18.2.23.0. | HexCer.d18.2.24.0. | AbsAcid | Cortisol | Cortisone | DHEAS | X3.IAA | X3.IPA | Ind.SO4 | Indole | Hypoxanthine | Xanthine | SM..OH..C14.1 | SM..OH..C16.1 | SM..OH..C22.1 | SM..OH..C22.2 | SM..OH..C24.1 | SM.C16.0 | SM.C16.1 | SM.C18.0 | SM.C18.1 | SM.C20.2 | SM.C22.3 | SM.C24.0 | SM.C24.1 | SM.C26.0 | SM.C26.1 | H1 | TG.14.0_32.2. | TG.14.0_34.0. | TG.14.0_34.1. | TG.14.0_34.2. | TG.14.0_34.3. | TG.14.0_35.1. | TG.14.0_35.2. | TG.14.0_36.1. | TG.14.0_36.2. | TG.14.0_36.3. | TG.14.0_36.4. | TG.14.0_38.4. | TG.14.0_38.5. | TG.14.0_39.3. | TG.16.0_28.1. | TG.16.0_28.2. | TG.16.0_30.2. | TG.16.0_32.0. | TG.16.0_32.1. | TG.16.0_32.2. | TG.16.0_32.3. | TG.16.0_33.1. | TG.16.0_33.2. | TG.16.0_34.0. | TG.16.0_34.1. | TG.16.0_34.2. | TG.16.0_34.3. | TG.16.0_34.4. | TG.16.0_35.1. | TG.16.0_35.2. | TG.16.0_35.3. | TG.16.0_36.2. | TG.16.0_36.3. | TG.16.0_36.4. | TG.16.0_36.5. | TG.16.0_36.6. | TG.16.0_37.3. | TG.16.0_38.1. | TG.16.0_38.2. | TG.16.0_38.3. | TG.16.0_38.4. | TG.16.0_38.5. | TG.16.0_38.6. | TG.16.0_38.7. | TG.16.0_40.6. | TG.16.0_40.7. | TG.16.0_40.8. | TG.16.1_28.0. | TG.16.1_30.1. | TG.16.1_32.0. | TG.16.1_32.1. | TG.16.1_32.2. | TG.16.1_33.1. | TG.16.1_34.0. | TG.16.1_34.1. | TG.16.1_34.2. | TG.16.1_34.3. | TG.16.1_36.1. | TG.16.1_36.2. | TG.16.1_36.3. | TG.16.1_36.4. | TG.16.1_36.5. | TG.16.1_38.3. | TG.16.1_38.4. | TG.16.1_38.5. | TG.17.0_32.1. | TG.17.0_34.1. | TG.17.0_34.2. | TG.17.0_34.3. | TG.17.0_36.3. | TG.17.0_36.4. | TG.17.1_32.1. | TG.17.1_34.1. | TG.17.1_34.2. | TG.17.1_34.3. | TG.17.1_36.3. | TG.17.1_36.4. | TG.17.1_36.5. | TG.17.1_38.5. | TG.17.1_38.6. | TG.17.1_38.7. | TG.17.2_34.2. | TG.17.2_34.3. | TG.17.2_36.2. | TG.17.2_36.3. | TG.17.2_36.4. | TG.17.2_38.5. | TG.17.2_38.6. | TG.17.2_38.7. | TG.18.0_30.0. | TG.18.0_30.1. | TG.18.0_32.0. | TG.18.0_32.1. | TG.18.0_32.2. | TG.18.0_34.2. | TG.18.0_34.3. | TG.18.0_36.1. | TG.18.0_36.2. | TG.18.0_36.3. | TG.18.0_36.4. | TG.18.0_36.5. | TG.18.0_38.6. | TG.18.0_38.7. | TG.18.1_26.0. | TG.18.1_28.1. | TG.18.1_30.0. | TG.18.1_30.1. | TG.18.1_30.2. | TG.18.1_31.0. | TG.18.1_32.0. | TG.18.1_32.1. | TG.18.1_32.2. | TG.18.1_32.3. | TG.18.1_33.0. | TG.18.1_33.1. | TG.18.1_33.2. | TG.18.1_33.3. | TG.18.1_34.1. | TG.18.1_34.2. | TG.18.1_34.3. | TG.18.1_34.4. | TG.18.1_35.2. | TG.18.1_35.3. | TG.18.1_36.0. | TG.18.1_36.1. | TG.18.1_36.2. | TG.18.1_36.3. | TG.18.1_36.4. | TG.18.1_36.5. | TG.18.1_36.6. | TG.18.1_38.5. | TG.18.1_38.6. | TG.18.1_38.7. | TG.18.2_28.0. | TG.18.2_30.0. | TG.18.2_30.1. | TG.18.2_31.0. | TG.18.2_32.0. | TG.18.2_32.1. | TG.18.2_32.2. | TG.18.2_33.0. | TG.18.2_33.1. | TG.18.2_33.2. | TG.18.2_34.0. | TG.18.2_34.1. | TG.18.2_34.2. | TG.18.2_34.3. | TG.18.2_34.4. | TG.18.2_35.1. | TG.18.2_35.2. | TG.18.2_35.3. | TG.18.2_36.0. | TG.18.2_36.1. | TG.18.2_36.2. | TG.18.2_36.3. | TG.18.2_36.4. | TG.18.2_36.5. | TG.18.2_38.4. | TG.18.2_38.5. | TG.18.2_38.6. | TG.18.3_30.0. | TG.18.3_32.0. | TG.18.3_32.1. | TG.18.3_33.2. | TG.18.3_34.0. | TG.18.3_34.1. | TG.18.3_34.2. | TG.18.3_34.3. | TG.18.3_35.2. | TG.18.3_36.1. | TG.18.3_36.2. | TG.18.3_36.3. | TG.18.3_36.4. | TG.18.3_38.5. | TG.18.3_38.6. | TG.20.0_32.3. | TG.20.0_32.4. | TG.20.0_34.1. | TG.20.1_30.1. | TG.20.1_32.1. | TG.20.1_32.2. | TG.20.1_32.3. | TG.20.1_34.0. | TG.20.1_34.1. | TG.20.1_34.2. | TG.20.1_34.3. | TG.20.2_32.0. | TG.20.2_32.1. | TG.20.2_34.1. | TG.20.2_34.2. | TG.20.2_34.3. | TG.20.2_34.4. | TG.20.2_36.5. | TG.20.3_32.0. | TG.20.3_32.1. | TG.20.3_32.2. | TG.20.3_34.0. | TG.20.3_34.1. | TG.20.3_34.2. | TG.20.3_34.3. | TG.20.3_36.3. | TG.20.3_36.4. | TG.20.3_36.5. | TG.20.4_30.0. | TG.20.4_32.0. | TG.20.4_32.1. | TG.20.4_32.2. | TG.20.4_33.2. | TG.20.4_34.0. | TG.20.4_34.1. | TG.20.4_34.2. | TG.20.4_34.3. | TG.20.4_35.3. | TG.20.4_36.2. | TG.20.4_36.3. | TG.20.4_36.4. | TG.20.4_36.5. | TG.20.5_34.0. | TG.20.5_34.1. | TG.20.5_34.2. | TG.20.5_36.2. | TG.20.5_36.3. | TG.22.0_32.4. | TG.22.1_32.5. | TG.22.2_32.4. | TG.22.3_30.2. | TG.22.4_32.0. | TG.22.4_32.2. | TG.22.4_34.2. | TG.22.5_32.0. | TG.22.5_32.1. | TG.22.5_34.1. | TG.22.5_34.2. | TG.22.5_34.3. | TG.22.6_32.0. | TG.22.6_32.1. | TG.22.6_34.1. | TG.22.6_34.2. | TG.22.6_34.3. | Choline | Average CV | Median CV | #metabolites with CV less 10% | #metabolites with CV less 25%
lipaemic | 7.709% | 3.981% | 11.94% | 18.47% | 13.32% | 28.31% | 18.98% | 79.65% |  | 16.86% | 42.72% | 26.67% | 40.65% | 19.51% | 6.037% | 9.032% | 13.65% | 11.02% | 13.83% | 11.47% | 6.372% | 4.723% | 6.154% | 13.89% | 9.848% | 5.471% | 5.71% | 4.396% | 6.106% | 4.544% | 4.745% | 5.078% | 6.278% | 4.804% | 4.949% | 3.656% | 5.256% | 4.632% | 5.356% | 4.772% | 4.991% | 4.657% | 8.396% | 7.393% | 4.899% | 7.675% | 9.17% | 65% | 242.1% | 6.236% | 115.9% | 5.462% | 7.182% | 9.404% | 6.63% | 9.969% | 5.234% | 19.2% | 6.565% | 39.49% | 23.31% | 16.04% | 10.04% | 8.856% | 5.59% | 4.498% | 55.65% | 8.664% | 46.47% | 6.16% | 4.217% | 6.763% | 14.01% | 4.886% | 6.692% | 5.623% | 8.949% | 4.676% | 24.03% | 24.41% | 26.59% | 26.36% | 6.528% | 12.82% | 16.12% | 23.69% | 13.04% |  | 24.72% | 8.634% | 3.659% | 22.87% |  | 31.05% | 12.79% | 15.07% | 23.8% | 14.1% | 23.88% | 15.12% | 10.83% | 18.81% | 6.5% | 18.15% | 18.23% | 11.94% | 13.94% | 12.36% | 20.14% | 12.13% | 26.39% | 21.29% | 25.41% | 12.99% | 20.04% | 14.9% | 32.3% | 18.53% | 17.69% | 14.1% | 25.78% | 32.53% | 42.75% | 28.85% | 27.38% | 29.51% | 18.75% | 21.63% | 28.76% | 23.72% | 20.7% | 18.17% | 17.04% | 24.76% | 35.31% | 23.44% | 19.21% | 18.44% | 32.52% | 36.09% | 21.28% | 25.79% | 26.28% | 9.247% | 15.38% | 32.92% | 14.78% | 15.07% | 29.68% | 19.14% | 18.27% | 23.4% | 14.61% | 15.76% | 35.92% | 30.82% | 17.76% | 30.43% | 13.74% | 15.67% | 22.63% | 10.34% | 44.35% | 22.25% | 22.87% | 18.97% | 15.53% | 11.19% | 9.237% | 12.1% | 31.88% | 55.83% | 63.64% | 33.14% | 5.803% | 6.673% | 6.647% | 7.946% | 8.252% | 7.639% | 6.719% | 7.847% | 6.708% | 39.19% | 54.33% | 21.66% | 33.15% | 16.82% | 124.4% | 8.275% | 8.068% | 55.1% | 7.438% | 6.572% | 8.054% | 9.437% | 10.9% | 7.817% | 5.735% | 6.765% | 14.28% | 7.522% | 7.577% | 6.712% | 7.352% | 6.723% | 9.421% | 7.669% | 26.77% | 5.509% | 6.622% | 5.926% | 6.055% | 15.68% | 13.46% | 6.379% | 6.782% | 5.794% | 11.66% | 13.7% | 14.83% | 11.14% | 8.162% | 11.26% | 8.644% | 32.57% | 16.36% | 7.706% | 7.552% | 6.97% | 7.25% | 6.048% | 6.276% | 24.89% | 9.827% | 6.269% | 5.494% | 6.058% | 6.071% | 7.348% | 41.58% | 14.44% | 9.826% | 5.665% | 5.501% | 5.677% | 7.546% | 10.86% | 14.88% | 8.23% | 7.059% | 5.971% | 10.27% | 6.552% | 10.87% | 9.286% | 5.725% | 13.59% | 9.293% | 5.92% | 10.41% | 19.1% | 9.914% | 11.5% | 24.2% | 18.44% | 16.36% | 11.8% | 37.52% | 17.69% | 11.62% | 28.26% | 12.06% | 57.84% | 21.49% | 26.19% | 14.7% | 18.77% | 21.55% | 7.922% | 13.6% | 19.57% | 8.241% | 8.932% | 5.18% | 8.261% | 9.794% | 23.4% | 15.13% | 21.84% | 25.74% | 15.55% | 15.44% | 15.21% | 13.97% | 145.5% | 14.87% |  | 4.34% | 7.918% | 7.39% | 6.376% | 142.2% | 11.01% | 7.48% | 8.178% | 7.817% | 8.21% | 8.613% | 7.416% | 7.605% | 7.445% | 7.444% | 6.754% | 28.78% | 54.72% | 7.958% | 10.1% | 11.98% | 15.05% | 3.338% | 30.94% | 28.8% | 19.21% | 18.01% | 17.1% | 34.84% | 29.13% | 22.3% | 19.05% | 18.02% | 18.6% | 22.75% | 19.7% | 60.67% | 21.87% | 20.55% | 17.69% | 41.77% | 19.65% | 16.66% | 16.99% | 29% | 22.34% | 36.09% | 26.26% | 18.23% | 16.92% | 17.58% | 29.58% | 18.58% | 18.48% | 18.76% | 18.35% | 17.79% | 17.73% | 23.23% | 58.93% | 32.77% | 21.97% | 18.86% | 17.8% | 16.69% | 16.38% | 22.05% | 17.75% | 18.01% | 18.42% | 38.9% | 35.83% | 32.35% | 30.03% | 31.89% | 36.4% | 20.9% | 17.57% | 16.9% | 17.87% | 19.66% | 18.56% | 18.05% | 17.52% | 17.76% | 21.07% | 19.85% | 23.74% | 37.59% | 26.15% | 21.51% | 23.48% | 17.54% | 17.27% | 19.68% | 18.73% | 16.86% | 28.28% | 19.13% | 21.02% | 35.45% | 34.92% | 26.73% | 35.64% | 22.69% | 49.26% | 28.12% | 40.65% | 28.9% | 32.57% | 32.7% | 31.55% | 45.4% | 24.08% | 49.03% | 26.66% | 20.59% | 25.27% | 21.48% | 38.07% | 22.45% | 20.39% | 20.29% | 23.36% | 19.18% | 32.45% | 21.19% | 19.97% | 19.15% | 17.02% | 17.46% | 21.4% | 26.43% | 17.45% | 17.25% | 18.31% | 24.88% | 18.22% | 17.72% | 21.6% | 21.01% | 18.87% | 18% | 18% | 20.42% | 19.93% | 25.9% | 21.7% | 20.68% | 19.48% | 18.64% | 19.46% | 20.47% | 18.58% | 17.71% | 28.08% | 19.1% | 18.09% | 17.26% | 16.97% | 21.26% | 17.57% | 17.39% | 22.77% | 18.23% | 17.83% | 23.35% | 18.92% | 18.35% | 17.91% | 18.13% | 19.33% | 21.33% | 18.63% | 25.27% | 20.69% | 19.94% | 18.98% | 18.8% | 18.33% | 20.45% | 16.99% | 18.97% | 17.15% | 19.38% | 17.33% | 29.39% | 23.2% | 17.42% | 17.6% | 17.88% | 20.22% | 20.64% | 19.44% | 18.22% | 18.79% | 23.61% | 18.79% | 22.2% | 18.53% | 32.05% | 27.68% | 21.71% | 24.2% | 37.11% | 33.82% | 22.23% | 21.47% | 21.51% | 29.31% | 19.24% | 20.31% | 20.6% | 23.5% | 20.69% | 39.77% | 21.07% | 17.87% | 23.11% | 30.16% | 18.34% | 16.7% | 19.24% | 18.78% | 24.1% | 22.05% | 18.23% | 19.09% | 17.59% | 17.71% | 24.03% | 20.07% | 17.53% | 17.91% | 18.15% | 27.93% | 17.31% | 18.42% | 17.22% | 19.9% | 24.75% | 18.09% | 20.46% | 21.69% | 19.33% | 43.15% | 26.88% | 17.55% | 26% | 26.21% | 33.21% | 19.02% | 24.21% | 18.44% | 17.79% | 16.55% | 21.51% | 19.79% | 17.97% | 17.7% | 16.6% | 18.65% | 18.63% | 19.93% | 18.22% | 138 | 445
plasma male 1 | 9.978% | 8.82% | 14.92% | 10.68% | 14.44% | 73.77% | 27.58% | 36.11% | 18.82% | 39.92% | 46.1% | 66.97% | 18.16% | 11.97% | 3.087% | 14.19% | 32.12% | 5.877% | 21.44% | 6.89% | 4.585% | 4.868% | 8.555% | 21.69% | 40.3% | 6.888% | 7.801% | 9.607% | 4.663% | 5.19% | 5.872% | 4.933% | 5.393% | 6.415% | 4.483% | 4.452% | 6.061% | 6.632% | 5.18% | 4.188% | 4.04% | 4.681% | 6.497% | 21.36% | 5.604% | 9.136% | 26.97% | 38.34% | 321.1% | 8.358% |  | 5.2% | 6.472% | 15.27% | 8.42% | 10.2% | 5.673% | 28.22% | 6.006% | 65.91% | 7.99% | 12.23% | 8.228% | 9.507% | 4.896% | 5.987% | 18.99% | 24.56% | 120.5% | 6.639% | 16.76% | 9.481% | 20.93% | 4.53% | 7.72% | 29.04% | 28.84% | 10.27% | 10.08% | 26.85% | 21.7% | 12.83% | 21.12% | 13.54% | 11.56% | 58.48% | 20.78% | 36.79% | 27.99% | 7.346% | 4.446% |  |  | 28.4% | 17.59% | 13.15% | 23.75% | 9.877% | 29.28% | 7.264% | 23.62% | 15.28% | 12.82% | 20.41% | 22.17% | 8.061% | 7.98% | 8.155% | 8.047% | 13.57% | 21.87% | 24.33% | 29.56% | 11.01% | 18.47% | 27.55% | 24.04% | 11.34% | 14.3% | 12.24% | 12.97% | 23.86% | 28.68% | 30.97% | 20.5% | 26.98% | 9.454% | 26.26% | 20.37% | 11.76% | 10.39% | 10.22% | 7.54% | 52.08% | 53.14% | 9.108% | 9.837% | 7.031% | 45.02% | 27.21% | 51.81% | 14.44% | 16.73% | 14.48% | 43.75% | 21.23% | 11.7% | 12.85% |  | 26.71% | 19.23% | 24.19% | 14.55% | 14.67% | 22.93% | 33.14% | 16.87% | 19.93% | 18.49% | 27.31% | 6.185% | 16.04% | 15.04% | 9.899% | 20.49% | 19.99% | 17.54% | 9.643% | 29.79% | 10.28% | 30.3% | 39.72% | 62.79% | 36.19% | 6.765% | 7.889% | 7.916% | 7.719% | 8.31% | 7.667% | 7.427% | 8.136% | 8.113% | 21.5% | 37.39% | 23.56% | 19.41% | 19.01% | 92.29% | 7.914% | 6.622% | 68.25% | 7.32% | 7.817% | 7.204% | 5.945% | 7.698% | 7.463% | 7.927% | 7.25% | 41.07% | 8.278% | 7.697% | 7.096% | 7.088% | 7.404% | 10.13% | 5.7% | 24.18% | 8.112% | 7.079% | 7.599% | 7.09% | 8.716% | 8.593% | 7.05% | 8.676% | 6.945% | 7.988% | 9.319% | 7.094% | 7.429% | 8.25% | 10.71% | 11.03% | 51.71% | 9.981% | 7.191% | 8.571% | 7.519% | 7.282% | 7.549% | 7.443% | 10.88% | 8.037% | 6.284% | 7.385% | 6.863% | 7.269% | 9.081% | 50.1% | 13.71% | 10.29% | 6.801% | 7.669% | 7.455% | 7.796% | 10.79% | 14.29% | 7.528% | 7.477% | 6.979% | 10.37% | 9.165% | 9.848% | 8.88% | 6.429% | 18.34% | 15.44% | 8.443% | 7.671% | 26.41% | 6.84% | 11.36% | 14.2% | 15.7% | 11.55% | 9.786% | 50.71% | 34.51% | 10.43% | 21.58% | 13.24% | 33.81% | 17.54% | 24.21% | 15.21% | 18.38% | 29.64% | 11.19% | 10.11% | 16.77% | 12.03% | 8.621% | 6.375% | 9.928% | 13.19% | 14.39% | 26.36% | 23.45% | 29.69% | 15.37% | 11.71% | 12.9% | 12.15% | 54.9% | 9.005% | 14.91% | 9.457% | 8.776% | 6.704% | 9.68% | 127.4% | 14.89% | 23.03% | 8.886% | 8.544% | 8.82% | 9.572% | 8.617% | 8.794% | 7.852% | 8.386% | 8.458% | 11.83% | 44.27% | 9.583% | 7.946% | 10.65% | 11.99% | 5.251% | 19.78% | 14.23% | 8.963% | 8.821% | 10.69% | 22.49% | 14.57% | 12.72% | 7.37% | 8.215% | 9.11% | 22.27% | 28.52% | 9.304% | 22.27% | 28.12% | 15.16% | 41.48% | 7.038% | 9.476% | 8.676% | 14.2% | 10.34% | 15.47% | 7.047% | 7.857% | 7.963% | 18.12% | 19.18% | 8.754% | 9.505% | 8.033% | 8.469% | 8.071% | 11.63% | 14.32% | 49.29% | 11.06% | 14.18% | 8.191% | 7.609% | 8.573% | 11.1% | 15.43% | 9.572% | 11.38% | 11.49% | 29.09% | 29.12% | 17.47% | 19.12% | 16.9% | 10.41% | 9.227% | 6.59% | 7.207% | 10.62% | 7.251% | 7.338% | 8.399% | 10.34% | 11.89% | 18.21% | 13.15% | 22.03% | 27.72% | 13.79% | 13.08% | 18.31% | 10.65% | 15.62% | 14.9% | 11.55% | 9.292% | 18.43% | 11.29% | 14.42% | 33.88% | 29.16% | 23.75% | 59.2% | 26.86% | 38.4% | 12.88% | 17.7% | 26.08% | 23.06% | 25.1% | 30.48% | 25.79% | 25.58% | 76.51% | 16.03% | 17.65% | 11.15% | 12.29% | 11.79% | 9.404% | 9.978% | 10.99% | 12.09% | 9.496% | 26.73% | 12.07% | 8.647% | 7.842% | 7.04% | 11.24% | 7.597% | 5.986% | 7.034% | 8.139% | 11.99% | 8.348% | 6.573% | 8.518% | 12.94% | 7.869% | 8.575% | 9.881% | 11.68% | 14.62% | 13.02% | 8.616% | 7.073% | 8.335% | 7.944% | 9.689% | 10.58% | 12.22% | 12.16% | 10.29% | 13.48% | 15.9% | 10.37% | 11.52% | 12.33% | 7.532% | 7.397% | 7.281% | 9.795% | 7.68% | 9.218% | 8.685% | 8.086% | 8.314% | 10.02% | 16.78% | 8.284% | 15.03% | 12.56% | 11.33% | 8.886% | 8.431% | 9.758% | 12.57% | 18.35% | 10.9% | 10.49% | 16.23% | 19.23% | 15.96% | 11.31% | 38.82% | 14.26% | 7.89% | 9.712% | 14.74% | 16.9% | 12.98% | 10.63% | 11.35% | 9.662% | 28.08% | 18.96% | 9.158% | 10.64% | 32.35% | 12.65% | 16.12% | 20.61% | 19.68% | 19.93% | 15.77% | 16.62% | 15.92% | 19.98% | 20.32% | 12.4% | 10.66% | 24.2% | 45.39% | 19.4% | 15.13% | 10.37% | 14.97% | 14.55% | 9.72% | 9.157% | 15.01% | 13.33% | 19.49% | 25.35% | 11.62% | 11.35% | 13.19% | 20.94% | 14.12% | 11.95% | 9.487% | 10.93% | 11.08% | 15.05% | 11.4% | 10.15% | 14.69% | 19.59% | 15.98% | 13.33% | 16.03% | 12% | 11.48% | 34.14% | 36.1% | 53.98% | 15.93% | 14.5% | 31.66% | 13.07% | 13.22% | 15.54% | 9.8% | 12.52% | 17.01% | 8.556% | 7.623% | 9.202% | 11.56% | 18.25% | 21.7% | 16.68% | 11.62% | 219 | 471
plasma male 2 | 7.526% | 5.819% | 14% | 19.37% | 13.75% | 42.44% | 24.14% | 42.76% | 19.43% | 40.68% | 19.12% | 25.96% | 54.71% | 23.97% | 12.53% | 19.12% | 20.8% | 10% | 12.22% | 10.43% | 6.444% | 6.038% | 10.28% | 21.19% | 40.11% | 9.848% | 7.655% | 7.504% | 7.473% | 5.906% | 5.899% | 6.283% | 7.857% | 8.714% | 5.716% | 5.495% | 7.869% | 6.526% | 6.84% | 7.026% | 4.969% | 5.749% | 7.27% | 16.26% | 6.17% | 9.597% | 27.67% | 20.11% | 325.6% | 6.748% |  | 7.559% | 8.364% | 10.16% | 9.861% | 13.42% | 8.203% | 29.89% | 9.084% | 135.7% | 3.73% | 7.959% | 12.48% | 8.739% | 5.801% | 7.382% | 11.53% | 15.45% | 68.75% | 10.17% | 14.55% | 7.717% | 79.39% | 13.45% | 9.912% | 13.17% | 20.87% | 7.67% | 149.9% | 187.8% | 64.19% | 13.64% | 11.97% | 11.77% | 49.39% | 45.59% | 22.07% |  | 22% | 8.037% | 5.531% | 18.42% | 2.172% | 22.57% | 19.89% | 10.71% | 21.65% | 6.332% | 19.34% | 10.96% | 13.97% | 16.11% | 17.13% | 23.5% | 13.46% | 10.4% | 9.791% | 11.39% | 11.18% | 11.34% | 18.36% | 27.66% | 22.34% | 10.99% | 22.02% | 16.83% | 18.66% | 12.86% | 17.66% | 11.7% | 13.84% | 23.49% | 33.14% | 23.45% | 19.89% | 28.03% | 12.74% | 27.76% | 23.95% | 17.6% | 15.69% | 12.22% | 11.64% | 50.52% | 52.04% | 15.73% | 12.36% | 10.45% | 41.42% | 54.91% | 55.33% | 16.1% | 21.7% | 14.6% | 8.421% | 23.99% | 11.92% | 8.235% | 27% | 9.984% | 18.45% | 16.71% | 11.44% | 12.63% | 12.71% | 36.02% | 14.06% | 50.93% | 11.8% | 20.31% | 12.48% | 18.4% | 3.22% | 8.618% | 11% | 10.13% | 16.73% | 11.17% | 45.4% | 8.759% | 29.22% | 43.39% | 35.34% | 42.47% | 6.151% | 7.141% | 7.184% | 8.083% | 6.562% | 6.701% | 6.597% | 6.731% | 5.826% | 18.52% | 50.16% | 23.18% | 22.87% | 18.52% | 100.8% | 8.098% | 7.787% | 81.22% | 7.954% | 6.713% | 7.232% | 8.194% | 7.606% | 7.14% | 8.332% | 8.323% | 22.86% | 8.922% | 7.226% | 7.104% | 6.87% | 8.591% | 12.32% | 7.218% | 36.17% | 7.606% | 7.384% | 7.778% | 7.253% | 11.71% | 9.908% | 7.544% | 7.454% | 7.569% | 7.526% | 8.623% | 7.623% | 6.96% | 6.189% | 6.211% | 9.335% | 43.37% | 12.51% | 7.665% | 7.969% | 9.058% | 7.426% | 7.937% | 7.561% | 10.21% | 7.756% | 7.943% | 7.612% | 7.581% | 7.442% | 9.981% | 51.38% | 12.51% | 8.235% | 7.304% | 7.951% | 7.821% | 7.756% | 9.29% | 13.97% | 6.929% | 5.39% | 8.447% | 11.2% | 7.886% | 6.324% | 8.66% | 6.467% | 7.995% | 6.598% | 7.007% | 7.445% | 14.9% | 9.985% | 10.03% | 25.84% | 19.84% | 20.15% | 11.11% | 42.48% | 26.28% | 11% | 26.72% | 12.84% | 26.63% | 21.52% | 15.83% | 13.9% | 19.98% | 18.22% | 10.5% | 14.6% | 15.03% | 14.24% | 12.05% | 10.14% | 11.92% | 10.46% | 16.59% | 19.71% | 16.75% | 29.59% | 14.11% | 13.53% | 17.37% | 16.03% | 2.189% | 8.657% | 8.912% | 7.506% | 9.589% | 8.201% | 13.57% | 131% | 9.579% | 24.03% | 7.625% | 7.88% | 6.513% | 7.704% | 8.187% | 7.066% | 7.31% | 7.702% | 7.112% | 8.922% | 63.78% | 6.873% | 6.506% | 9.317% | 13.86% | 6.054% | 17.27% | 14.98% | 8.616% | 10.47% | 9.388% | 16.83% | 18.39% | 11.2% | 10.55% | 8.912% | 10.82% | 19.66% | 24.15% |  | 62.97% | 28.39% | 24.29% | 26.18% | 10.83% | 11.46% | 9.277% | 17.22% | 12.22% | 12.58% | 8.556% | 8.669% | 8.719% | 14.56% | 17.32% | 11.76% | 13.52% | 10.26% | 10.03% | 10.33% | 11.38% | 16.63% | 52.44% | 15.96% | 16.77% | 10.51% | 9.289% | 9.63% | 10.48% | 12.46% | 10.61% | 13.52% | 12.56% | 35.17% | 25.44% | 14.59% | 13.69% | 15.93% | 17.89% | 12.06% | 9.005% | 11.12% | 13.86% | 11.07% | 10.39% | 8.64% | 9.971% | 11.52% | 16.77% | 14.1% | 21.08% | 20.82% | 9.297% | 12.92% | 13.17% | 10.34% | 9.81% | 13.87% | 11.96% | 9.381% | 16.63% | 14.62% | 15% | 22.21% | 20.75% | 18.39% | 58.43% | 16.12% | 23.01% | 15.56% | 15.28% | 24.05% | 22.7% | 19.24% | 18.22% | 29.07% | 29.95% | 52.61% | 15.81% | 18.29% | 12.3% | 12.17% | 15.09% | 11.1% | 10% | 10.19% | 12.51% | 15.15% | 26.11% | 35.85% | 19.14% | 9.124% | 11.39% | 15.68% | 9.571% | 7.826% | 8.664% | 9.514% | 8.503% | 8.437% | 10.77% | 10.6% | 13.4% | 9.428% | 9.673% | 9.594% | 10.72% | 15.67% | 12.62% | 10.09% | 9.351% | 9.359% | 10.29% | 10.42% | 8.922% | 11.15% | 11.34% | 9.723% | 13.46% | 18.72% | 9.372% | 11.22% | 10.45% | 9.19% | 8.997% | 9.269% | 9.443% | 10.09% | 9.289% | 10.25% | 9.616% | 8.795% | 9.995% | 12.37% | 10.53% | 16.19% | 16.43% | 13.16% | 9.62% | 10.11% | 10.49% | 12.19% | 13.3% | 9.212% | 11.77% | 16.58% | 13.06% | 8.288% | 9.66% | 14.11% | 14.63% | 9.757% | 8.583% | 12.63% | 19.57% | 14.88% | 10.52% | 10.75% | 11.53% | 27.95% | 22.32% | 13.36% | 12.48% | 29.36% | 8.069% | 15.27% | 17.49% | 16.31% | 17.01% | 14.29% | 11.47% | 15.72% | 15.81% | 19.33% | 13.57% | 9.211% | 19.85% | 28.08% | 23.65% | 16.98% | 12.74% | 23.25% | 11.39% | 10.15% | 13.55% | 14.78% | 15.13% | 19.9% | 26.24% | 16.05% | 10.77% | 10.02% | 21.62% | 14.98% | 11.58% | 9.335% | 9.736% | 13.12% | 38.76% | 9.957% | 9.133% | 13.29% | 20.91% | 12.08% | 13.23% | 14.74% | 13.59% | 13.41% | 14.35% | 22.39% | 19.78% | 47.99% | 24.34% | 23.68% | 13.39% | 11.31% | 14.73% | 10.51% | 11.01% | 18.17% | 12.03% | 14.78% | 13.15% | 9.966% | 13.66% | 21.83% | 17.08% | 12.06% | 192 | 492
plasma male 3 | 8.88% | 4.206% | 15.01% | 20.84% | 12.99% | 50.02% | 21.69% | 21.07% | 15.18% | 33.69% | 26.13% | 19.67% | 14.23% | 23.31% | 17.18% | 8.394% | 20.1% | 8.025% | 11.83% | 6.475% | 4.455% | 3.844% | 6.745% | 22.6% | 48.72% | 7.923% | 6.925% | 4.492% | 7.916% | 3.878% | 3.8% | 4.32% | 4.617% | 5.391% | 3.634% | 3.629% | 5.951% | 3.41% | 4.789% | 5.302% | 4.392% | 3.634% | 8.637% | 7.347% | 5.96% | 7.824% | 15.21% | 50.21% | 324.6% | 12.69% |  | 4.3% | 6.492% | 10.46% | 9.303% | 12.45% | 5.487% | 32.7% | 6.103% | 45.02% | 14.86% | 26.74% | 11.21% | 8.771% | 3.729% | 3.939% | 26.54% | 26% | 83.71% | 8.306% | 13.54% | 7.689% | 7.17% | 5.731% | 7.837% | 13.02% | 26.43% | 5.613% | 32.09% | 58.99% | 37.63% | 16.79% | 10.67% | 11.52% | 19.18% |  | 16.04% | 95.63% | 11.86% | 11.16% | 2.949% | 10.65% |  | 28.96% | 19.04% | 9.21% | 18.9% | 11.56% | 27.9% | 7.722% | 15.32% | 18.13% | 25.76% | 29.77% | 16.24% | 7.297% | 8.845% | 8.421% | 9.631% | 10.94% | 18.42% | 24.7% | 29.06% | 9.214% | 18.1% | 27.99% | 27.09% | 10.02% | 11.93% | 7.678% | 13.53% | 27.39% | 36.57% | 40.62% | 35.06% | 28.59% | 11.41% | 30.64% | 24.48% | 12.44% | 10.77% | 9.355% | 8.55% | 42.13% | 58.85% | 13.53% | 9.493% | 8.606% | 48.44% | 38.74% | 42.17% | 16.25% | 19.43% | 5.57% | 39.09% | 15.11% | 9.176% | 9.389% | 56.59% | 16.48% | 13.43% | 22.01% | 11.91% | 12.1% | 26.92% | 22.12% | 15.41% | 16.48% | 13.08% | 18.67% | 16.1% | 8.111% | 19.35% | 8.675% | 13.69% | 9.272% | 34.06% | 11.17% | 24.43% | 18.48% | 34.17% | 52.47% | 66.17% | 48.47% | 5.553% | 6.572% | 6.142% | 6.632% | 5.805% | 5.917% | 5.599% | 6.673% | 5.802% | 16.77% | 35.01% | 15.7% | 31.86% | 21.22% | 88.24% | 6.071% | 6.177% | 79.75% | 5.895% | 4.905% | 6.078% | 5.603% | 6.813% | 5.505% | 6.677% | 6.719% | 15.91% | 6.647% | 5.799% | 5.372% | 5.359% | 6.242% | 8.738% | 5.525% | 34.1% | 5.379% | 5.759% | 5.766% | 5.419% | 12.84% | 10.08% | 6.14% | 6.036% | 5.991% | 6.457% | 8.268% | 8.595% | 7.51% | 6.733% | 8.593% | 11.69% | 47.77% | 14.07% | 5.884% | 6.981% | 6.313% | 6.391% | 5.824% | 6.06% | 14.1% | 7.758% | 4.952% | 5.415% | 5.976% | 5.698% | 8.224% | 48.95% | 18.2% | 9.447% | 5.359% | 5.841% | 6.735% | 7.041% | 9.268% | 14.61% | 6.762% | 6.331% | 5.899% | 7.818% | 7.797% | 7.656% | 8.994% | 5.307% | 11.47% | 9.859% | 5.402% | 6.25% | 22.3% | 5.903% | 8.383% | 17.02% | 14.61% | 13.45% | 7.733% | 50.17% | 24.19% | 10.68% | 22% | 13.15% | 29.89% | 23.81% | 18.66% | 12.03% | 19.16% | 17.33% | 8.512% | 12.28% | 10.45% | 13.45% | 8.455% | 7.535% | 8.502% | 10.5% | 18.21% | 23.31% | 18.91% | 28.87% | 17.66% | 13.25% | 13.46% | 11.03% |  | 5.279% | 8.922% | 4.836% | 6.679% | 7.507% | 3.38% | 165.4% | 9.332% | 8.604% | 6.461% | 6.378% | 6.04% | 7.227% | 5.77% | 6.056% | 5.198% | 5.566% | 5.591% | 9.61% | 50.61% | 6.434% | 5.667% | 8.59% | 10.13% | 4.206% | 8.441% | 8.912% | 7.596% | 7.191% | 7.579% | 29.47% | 21.75% | 8.396% | 7.928% | 6.863% | 8.044% | 13.7% | 11.9% | 20.39% | 13.54% | 14.65% | 9.708% | 18.49% | 5.624% | 6.469% | 6.325% | 17.59% | 14.15% | 11.26% | 7.923% | 7.194% | 7.179% | 10.59% | 18.97% | 12.13% | 12.13% | 8.766% | 8.414% | 7.631% | 9.063% | 15.93% | 57.06% | 16.61% | 16.02% | 10.33% | 7.948% | 7.131% | 11.28% | 10.53% | 10.02% | 12.55% | 12.04% | 11.79% | 10.26% | 21.41% | 23.63% | 26.45% | 17.8% | 6.557% | 6.023% | 6.282% | 8.455% | 8.331% | 8.592% | 6.721% | 9.197% | 11.18% | 12.32% | 9.475% | 21.54% | 16.43% | 9.582% | 7.943% | 12.08% | 9.551% | 8.262% | 7.285% | 6.761% | 7.174% | 22.46% | 8.204% | 9.687% | 29.82% | 34.18% | 21.45% | 60.25% | 16.82% | 23.85% | 14.57% | 26.69% | 29.13% | 16.04% | 19.42% | 22.8% | 16.19% | 12.88% | 25.82% | 11.6% | 8.94% | 11.41% | 12.81% | 14.23% | 9.305% | 9.6% | 11.19% | 11.66% | 11.12% | 20.47% | 13.14% | 7.975% | 6.401% | 4.653% | 8.296% | 11.4% | 6.481% | 6.756% | 5.955% | 9.206% | 7.262% | 6.666% | 6.934% | 12.05% | 9.438% | 8.468% | 8.36% | 10.47% | 15.77% | 13.82% | 8.309% | 8.621% | 8.27% | 8.135% | 8.357% | 6.922% | 10.45% | 9.82% | 8.076% | 14.54% | 10.11% | 7.021% | 6.443% | 12.18% | 7.991% | 6.902% | 7.38% | 9.635% | 7.335% | 7.483% | 8.988% | 8.084% | 7.781% | 8.615% | 11.94% | 7.664% | 17.44% | 10.27% | 16.4% | 9.18% | 8.461% | 8.14% | 10.76% | 13.13% | 10.16% | 10.63% | 14.83% | 7.449% | 8.067% | 7.538% | 17.94% | 10.5% | 8.38% | 8.788% | 10.22% | 17.12% | 12.74% | 8.81% | 8.012% | 12.24% | 26.09% | 22.66% | 10.36% | 12.1% | 16.93% | 25.64% | 10.99% | 13.65% | 17.89% | 21.05% | 14.48% | 13.03% | 18.55% | 10.36% | 10.5% | 8.709% | 7.997% | 17.3% | 21.26% | 20.94% | 13.37% | 8.673% | 12.36% | 15.77% | 9.288% | 8.07% | 13.91% | 11.11% | 19.03% | 16.57% | 14.58% | 10.83% | 10.45% | 17.5% | 19.68% | 10.56% | 9.454% | 9.004% | 13.18% | 39.18% | 8.696% | 9.521% | 12.09% | 37.12% | 14.34% | 16.02% | 14.16% | 12.21% | 10.39% | 53.42% | 33.17% | 59.9% | 36.49% | 20.06% | 19.65% | 18.07% | 10.37% | 6.096% | 7.584% | 7.29% | 13.95% | 9.557% | 8.4% | 9.582% | 8.264% | 17.8% | 21.08% | 15.41% | 10.45% | 263 | 485
plasma female 1 | 10.03% | 5.315% | 21.91% | 19.54% | 29.03% | 25.94% | 56.51% | 75.51% | 29.5% | 24.54% | 21.14% | 77.87% | 125.1% | 25.69% | 17.12% | 15.41% | 19.36% | 8.988% | 10.93% | 11.1% | 4.957% | 4.525% | 7.194% | 23.64% | 48.94% | 9.804% | 9.875% | 7.759% | 6.746% | 5.893% | 3.732% | 4.051% | 5.075% | 4.604% | 4.296% | 4.345% | 5.654% | 4.675% | 5.669% | 3.697% | 4.272% | 4.382% | 7.319% | 5.623% | 5.578% | 9.762% | 50.7% | 47.37% | 310% | 9.851% |  | 6.704% | 6.152% | 13.34% | 9.339% | 14.68% | 5.053% | 36.86% | 6.808% | 64.62% | 13.67% | 10.92% | 9.892% | 10.6% | 5.339% | 5.351% | 22.96% | 7.208% | 42.01% | 7.577% | 4.371% | 7.295% | 39.49% | 3.184% | 8.35% | 9.38% | 10.86% | 5.676% | 106% | 114.2% | 15.07% | 17.7% | 8.94% | 9.36% | 50.27% | 20.81% | 30.91% | 5.76% | 26.45% | 12.65% | 3.341% | 7.374% | 5.6% | 27.42% | 15.82% | 9.879% | 19.32% | 9.362% | 25.45% | 8.57% | 15.92% | 16.26% | 17.95% | 16.34% | 19.59% | 7.839% | 8.644% | 9.206% | 8.145% | 10.51% | 19.98% | 24.9% | 37.42% | 14.91% | 21.13% | 34.94% | 23.62% | 10.03% | 12.11% | 9.271% | 12.99% | 26.57% | 28.83% | 27.44% | 16.23% | 28.34% | 11.88% | 21.79% | 21.7% | 14.86% | 13.66% | 12.04% | 9.749% | 35.18% | 62.45% | 12.91% | 10.56% | 9.026% | 48.79% | 60.3% | 37.06% | 19.55% | 18.08% | 19.23% | 12.86% | 39.75% | 8.019% | 10.08% | 14.26% | 19.4% | 19.65% | 20.22% | 11.75% | 10.6% | 8.563% | 27.16% | 15.02% | 18.37% | 15.78% | 18.11% | 20.05% | 12.35% | 5.724% | 12.27% | 21.82% | 11.61% | 26.82% | 13.32% | 51.45% | 16.96% | 26.03% | 37.07% | 44.45% | 45.45% | 5.208% | 7.155% | 6.344% | 7.17% | 7.542% | 7.172% | 6.844% | 7.327% | 5.842% | 18.05% | 44.91% | 29.24% | 20.3% | 21.14% | 97.25% | 6.383% | 6.176% | 48.6% | 5.785% | 5.239% | 5.902% | 3.892% | 8.006% | 11.96% | 6.596% | 5.804% | 14.38% | 7.221% | 8.542% | 5.553% | 5.26% | 6.484% | 8.667% | 5.394% | 30.19% | 5.369% | 4.996% | 5.737% | 5.604% | 9.044% | 8.829% | 5.039% | 5.931% | 5.956% | 6.254% | 6.453% | 7.301% | 6.849% | 9.417% | 8.929% | 12.66% | 44.27% | 14.46% | 5.736% | 7.828% | 5.944% | 5.908% | 5.602% | 5.741% | 15.52% | 7.199% | 4.932% | 5.509% | 6.086% | 5.592% | 8.665% | 61.07% | 14.43% | 8.24% | 5.761% | 6.236% | 5.99% | 8.969% | 8.038% | 16.17% | 7.577% | 5.419% | 6.569% | 12.05% | 5.971% | 8.25% | 7.858% | 5.084% | 8.819% | 9.364% | 5.486% | 5.935% | 25.63% | 7.91% | 10.61% | 22.2% | 19.62% | 13.54% | 7.621% | 47.97% | 38.29% | 9.367% | 15.66% | 10.83% | 29.76% | 12.57% | 13.83% | 11.08% | 16.72% | 23.47% | 8.741% | 12.09% | 19.76% | 9.454% | 9.806% | 5.589% | 8.053% | 7.881% | 18.96% | 21.1% | 12.26% | 29.19% | 17.82% | 14.35% | 10.68% | 11.57% |  | 6.302% | 9.337% | 9.584% | 9.153% | 5.781% | 8.961% | 129.9% | 13.95% | 17.66% | 7.686% | 7.995% | 7.838% | 7.764% | 6.81% | 8.043% | 7.358% | 7.743% | 7.504% | 10.5% | 42.11% | 8.633% | 8.139% | 10.51% | 10.08% | 5.186% | 16.28% | 11.68% | 6.776% | 9.57% | 10.9% | 16.41% | 13.68% | 10.65% | 7.313% | 7.971% | 11.48% | 15.33% | 12.72% | 13.19% | 28.97% | 46.5% | 14.48% | 37.49% | 6.917% | 8.895% | 8.989% | 17.67% | 13.4% | 14.53% | 6.868% | 7.166% | 7.837% | 13.26% | 14.38% | 9.987% | 9.97% | 7.992% | 8.357% | 8.164% | 9.18% | 18.71% | 56.76% | 12.17% | 13.81% | 10.49% | 8.03% | 7.181% | 11.51% | 19.64% | 9.322% | 10.55% | 10.02% | 34.6% | 17.31% | 15.85% | 9.705% | 8.793% | 14.87% | 8.855% | 7.104% | 7.904% | 9.14% | 9.282% | 7.806% | 8.471% | 7.888% | 9.109% | 14.44% | 9.611% | 22.63% | 24% | 8.621% | 12.73% | 18.37% | 8.945% | 12.94% | 11.84% | 10.06% | 8.119% | 22.25% | 11.99% | 29.29% | 58.2% | 23.92% | 25.58% | 37.66% | 27.58% | 26.53% | 16.75% | 18.47% | 28.98% | 25.73% | 16.19% | 20.07% | 27.9% | 12.25% | 69.34% | 14.84% | 12.23% | 12.7% | 13.5% | 15.63% | 10.33% | 8.506% | 11.2% | 16.57% | 9.692% | 19.7% | 19.26% | 9.761% | 6.484% | 5.433% | 6.939% | 8.621% | 7.479% | 6.322% | 5.955% | 8.801% | 8.184% | 8.04% | 8.32% | 14.03% | 8.598% | 8.37% | 8.302% | 10.97% | 15.42% | 11.41% | 8.821% | 8.598% | 8.761% | 8.182% | 8.388% | 10.33% | 15.29% | 10.22% | 9.322% | 14.31% | 16.97% | 7.36% | 6.458% | 17.38% | 7.2% | 6.832% | 10.95% | 11.05% | 7.606% | 10.45% | 9.816% | 8.403% | 7.966% | 7.661% | 11.85% | 7.191% | 15.74% | 13.93% | 11.09% | 9.121% | 8.727% | 8.08% | 10.01% | 12% | 13.35% | 8.475% | 12.93% | 22.04% | 11.29% | 8.281% | 29.31% | 11.97% | 7.414% | 8.339% | 11.06% | 14.66% | 12.81% | 9.77% | 9.07% | 11.59% | 37.66% | 34.6% | 14.56% | 17.28% | 22.42% | 10.22% | 13.38% | 12.91% | 14.64% | 17% | 12.59% | 10.35% | 18.73% | 16.78% | 12.03% | 11.89% | 8.737% | 19.98% | 29.54% | 27.96% | 12.23% | 8.283% | 10.18% | 10.79% | 8.293% | 7.803% | 11.37% | 10.51% | 22.39% | 28.68% | 16.12% | 13.62% | 10.82% | 19.91% | 13.17% | 10.65% | 8.513% | 9.724% | 15.48% | 24.26% | 9.694% | 10.12% | 10.48% | 41.4% | 23.88% | 13.03% | 21.4% | 13.25% | 15.49% | 36.42% | 29.74% | 49.88% | 35.53% | 17.59% | 21.22% | 16.98% | 7.38% | 12.96% | 7.089% | 11.13% | 16.08% | 10.24% | 9.939% | 10.03% | 9.825% | 13.09% | 21.72% | 16.36% | 10.86% | 245 | 477
plasma female 2 | 10.99% | 4.583% | 9.467% | 21.7% | 15.04% | 71.83% | 27.46% | 111.9% | 4.188% | 25.11% | 53.53% | 18.77% | 37.13% | 17.31% | 7.215% | 18.51% | 30.91% | 6.939% | 6.778% | 11.17% | 5.99% | 4.496% | 5.721% | 25.13% | 33.73% | 11.61% | 8.362% | 6.87% | 5.138% | 5.084% | 5.862% | 7.204% | 6.844% | 5.647% | 6.121% | 4.422% | 5.991% | 5.514% | 5.684% | 4.404% | 7.811% | 5.353% | 7.902% | 14.02% | 8.46% | 6.405% | 8.526% | 43.19% | 277.8% | 16.91% |  | 5.276% | 6.476% | 9.519% | 10.09% | 18.05% | 4.677% | 12.37% | 6.115% | 63.65% | 17.14% | 14.37% | 9.571% | 8.336% | 7.116% | 6.084% | 48.52% | 22.64% | 72.87% | 19.84% | 9.155% | 7.533% | 6.46% | 5.99% | 7.871% | 14.47% | 11% | 7.323% | 16.04% | 39.59% | 15.66% | 17.77% | 9.142% | 12.61% | 52.01% | 21.45% | 16.14% |  |  | 9.445% | 4.658% | 12.95% |  | 28.17% | 13.04% | 13.56% | 22.88% | 10.93% | 17.54% | 7.58% | 33.71% | 10.99% | 21.5% | 25.95% | 18.95% | 9.955% | 9.367% | 9.652% | 8.553% | 13.2% | 22.28% | 27.16% | 15.53% | 14.57% | 16.78% | 39.38% | 25.03% | 14.57% | 15.61% | 11.56% | 13.07% | 19.37% | 18.87% | 36.54% | 18.15% | 27.11% | 11.61% | 26.23% | 23.36% | 9.196% | 10.22% | 12.33% | 13.9% | 37.21% | 41.95% | 17.54% | 13.19% | 11.11% | 50.39% | 58.14% | 71.94% | 19.44% | 20.16% | 7.712% | 26.31% | 11.14% | 13.5% | 13.02% |  | 27.71% | 16.52% | 13.23% | 14.05% | 13.11% | 15.28% | 67.39% | 21.09% |  | 17.35% | 19.51% | 3.179% | 20.05% | 11% | 6.381% | 14.45% | 12.04% | 40.31% | 14.44% | 37.68% | 23.5% | 34.95% | 45.6% | 82.5% | 120.8% | 6.31% | 7.855% | 7.354% | 8.168% | 7.603% | 6.58% | 7.692% | 7.628% | 5.726% | 17.19% | 28.04% | 18.69% | 19.49% | 18.52% | 87.15% | 7.758% | 7.063% | 75.2% | 7.869% | 7.288% | 7.662% | 6.466% | 7.734% | 7.364% | 8.562% | 7.686% | 48.17% | 7.055% | 7.725% | 6.668% | 7.005% | 7.487% | 10.78% | 6.199% | 21.4% | 8.217% | 7.067% | 7.947% | 7.198% | 9.47% | 9.617% | 5.889% | 7.105% | 7.246% | 7.576% | 9.26% | 7.956% | 7.981% | 7.352% | 12.56% | 11.83% | 48.65% | 10.93% | 8.285% | 9.993% | 8.593% | 7.247% | 7.284% | 8.137% | 10.59% | 8.437% | 6.51% | 7.398% | 7.01% | 7.009% | 9.54% | 55.81% | 15.14% | 10.76% | 6.62% | 8.021% | 7.377% | 8.569% | 8.881% | 16.32% | 8.08% | 7.225% | 7.694% | 13% | 10.38% | 8.351% | 8.96% | 6.136% | 15.12% | 11.21% | 7.446% | 7.346% | 17.58% | 7.187% | 10.17% | 24.22% | 16.37% | 12.81% | 7.757% | 48.37% | 32.15% | 11.23% | 18.17% | 9.674% | 31.04% | 29.45% | 11.99% | 15.54% | 15.24% | 17.7% | 8.725% | 15.77% | 12.98% | 12.07% | 10.04% | 8.846% | 9.273% | 8.053% | 28.21% | 14.96% | 23.43% | 28% | 11.44% | 15.45% | 12.84% | 13.54% | 58.04% | 7.108% | 3.728% | 6.169% | 8.719% | 6.353% | 7.281% | 166.7% | 9.473% | 45.89% | 7.315% | 8.227% | 6.469% | 7.03% | 8.207% | 7.108% | 7.039% | 6.7% | 6.779% | 8.198% | 95.09% | 6.974% | 7.183% | 10.49% | 13.99% | 6.368% | 21.5% | 26.77% | 14.36% | 12.94% | 10.75% | 28.93% | 24.26% | 24.86% | 12.68% | 13.23% | 14.51% | 27.43% | 23.82% | 12.42% | 25.54% | 22.72% | 17.67% | 45.16% | 15.6% | 13.52% | 15.13% | 19.81% | 17.41% | 24.22% | 17.89% | 14.28% | 12.38% | 19.14% | 24.58% | 17.55% | 18.42% | 14.79% | 14.37% | 15.4% | 17.79% | 18.12% | 50.05% | 21.42% | 25.31% | 19.77% | 13.88% | 12.96% | 13.45% | 13.56% | 16.69% | 15.98% | 18.15% | 32.69% | 13.6% | 16.93% | 17.28% | 15.65% | 19.24% | 13.59% | 12.45% | 12.15% | 13.64% | 15.13% | 13.29% | 12.04% | 13.67% | 11.99% | 19.66% | 19.4% | 33.81% | 26.54% | 17% | 17.9% | 17.32% | 13.98% | 18.78% | 21.64% | 17.36% | 14.07% | 28.36% | 20.52% | 19.6% | 44.35% | 15.23% | 23.07% | 49.97% | 25.83% | 32.03% | 17.06% | 18.08% | 31.87% | 15.98% | 24.88% | 22.35% | 34.4% | 25.92% | 79.22% | 15.02% | 22.78% | 19.12% | 15.88% | 21.94% | 17% | 14.99% | 20.71% | 12.58% | 12.92% | 17.98% | 22.05% | 19.94% | 14.41% | 10.75% | 13.51% | 12.16% | 14.51% | 13.82% | 10.82% | 13.8% | 17.51% | 14.08% | 14.56% | 14.24% | 15.41% | 14% | 14.01% | 14.52% | 22.16% | 19.29% | 14.78% | 15.91% | 15.39% | 14.89% | 17.38% | 10.31% | 28.13% | 14.35% | 11.15% | 23.07% | 21.03% | 15.46% | 15.38% | 6.579% | 15.32% | 13.9% | 13.44% | 18.51% | 12.1% | 11.79% | 15.02% | 14.58% | 14.85% | 13.39% | 25.16% | 15.09% | 21.75% | 23.18% | 18.54% | 15.68% | 15.67% | 20.41% | 40.72% | 42.74% | 17.01% | 17.23% | 17.16% | 30.55% | 19.03% | 14.34% | 15.39% | 25.04% | 13.65% | 13.75% | 14.61% | 24.19% | 17.53% | 16.55% | 19.68% | 36.99% | 28.22% | 17.3% | 16.37% | 13.69% | 70.67% | 5.852% | 29.39% | 23.35% | 23.27% | 29.41% | 29.6% | 20.69% | 22.42% | 45.72% | 32.18% | 28.36% | 15.87% | 30.06% | 33.78% | 24.43% | 34.37% | 21.96% | 42.75% | 31.6% | 18.66% | 18.59% | 30.78% | 18.21% | 31.53% | 39.37% | 26.24% | 14.76% | 16.31% | 16.61% | 23.69% | 15.96% | 12.66% | 13.21% | 15.28% | 32.96% | 14.46% | 13.16% | 15.95% | 31.93% | 13.17% | 19.76% | 18.89% | 12.69% | 16.6% | 33.95% | 22.16% | 57.38% | 46.22% | 40.14% | 41.07% | 38.88% | 18.82% | 18.52% | 12.9% | 17.03% | 21.52% | 14.31% | 18.15% | 14.66% | 13.89% | 14.25% | 21.15% | 19.28% | 14.89% | 149 | 449
plasma female 3 | 10.26% | 8.305% | 20.27% | 28.57% | 23.38% | 48.09% | 32.75% | 53.01% | 20.61% | 28.15% | 28.29% | 37.71% | 11.63% | 10.78% | 11.11% | 11.66% | 16.69% | 8.199% | 7.425% | 7.259% | 3.409% | 4.433% | 7.591% | 19.01% | 30.11% | 10.6% | 6.369% | 5.887% | 5.497% | 5.382% | 3.781% | 4.656% | 4.947% | 4.834% | 5.099% | 5.194% | 5.151% | 4.654% | 6.09% | 4.996% | 4.187% | 6.538% | 11.04% | 12.93% | 5.934% | 8.277% | 33.01% | 30.22% | 239.5% | 12.02% |  | 6.279% | 7.656% | 15.79% | 7.653% | 15.76% | 5.987% | 24.37% | 6.447% | 38.82% | 9.146% | 17.07% | 7.747% | 9.789% | 4.512% | 6.086% | 19.59% | 7.665% | 80.47% | 7.538% | 7.48% | 7.566% | 23.37% | 3.864% | 8.696% | 7.242% | 5.846% | 6.798% | 5.317% | 22.97% | 16.07% | 16.86% | 7.686% | 11.31% | 48.16% | 15.45% | 19.79% |  |  | 12.57% | 3.759% | 13.99% |  | 32.6% | 19.5% | 15.05% | 24.8% | 11.09% | 27.18% | 8.585% | 11.35% | 14.1% | 26.64% | 23.11% | 16.6% | 8.399% | 10.07% | 10.35% | 10.58% | 13.88% | 25.11% | 20.64% | 40.65% | 12.02% | 14.44% | 28.87% | 29.21% | 13.15% | 18.07% | 12.46% | 14.61% | 26.79% | 36.84% | 26.49% | 28.92% | 23.2% | 9.382% | 21.95% | 20.85% | 10.52% | 10.67% | 10.37% | 9.161% | 41.05% | 53.01% | 12.68% | 10.47% | 9.247% | 23.36% | 43.42% | 55.78% | 18.39% | 17.16% | 11.29% | 20.42% | 21.63% | 8.074% | 11.47% | 36.34% | 16.52% | 12.65% | 21.43% | 13% | 12.24% | 19.51% | 21.41% | 13% | 23.83% | 12.89% | 18.11% | 12.24% | 20.82% | 27.78% | 12.31% | 22.38% | 14.45% | 27.02% | 15.42% | 71.21% | 13.13% | 29.04% | 45.72% | 64.78% | 67.27% | 6.646% | 7.125% | 7.022% | 6.923% | 7.001% | 6.845% | 6.821% | 8.014% | 6.517% | 19.51% | 46.92% | 29.09% | 27.47% | 23.91% | 76.62% | 8.293% | 7.585% | 69.97% | 7.359% | 6.354% | 7.467% | 7.837% | 8.969% | 10.24% | 8.051% | 7.464% | 21.77% | 7.714% | 8.593% | 7.032% | 6.954% | 7.602% | 10.86% | 5.935% | 28.62% | 7.124% | 7.44% | 7.309% | 7.153% | 9.728% | 10.04% | 6.947% | 7.75% | 6.946% | 6.85% | 9.043% | 7.739% | 10.21% | 7.661% | 10.82% | 12.28% | 50.91% | 15.84% | 7.638% | 9.632% | 8.203% | 7.589% | 6.938% | 7.585% | 8.787% | 8.847% | 6.829% | 7.412% | 6.949% | 7.232% | 10.31% | 49.85% | 12.84% | 10.18% | 6.893% | 7.57% | 7.693% | 9.115% | 10.32% | 17.23% | 8.035% | 7.082% | 7.134% | 14.14% | 8.584% | 9.743% | 9.151% | 6.057% | 9.718% | 11.44% | 7.497% | 7.265% | 17.26% | 5.82% | 8.455% | 24.37% | 17.47% | 15.18% | 8.078% | 38.98% | 29.77% | 10.72% | 22.55% | 10.01% | 34.05% | 25.3% | 21.08% | 11.69% | 19.69% | 22.8% | 8.387% | 15.62% | 17.15% | 13.47% | 10.11% | 7.756% | 9.464% | 9.517% | 10.57% | 20.1% | 22.77% | 34.23% | 19.76% | 15.4% | 12.16% | 16.86% | 124.1% | 3.041% | 14.18% | 9.482% | 11.45% | 4.331% | 9.174% | 148.1% | 10.03% | 15.69% | 7.408% | 7.987% | 7.943% | 7.484% | 7.071% | 7.466% | 7.129% | 7.484% | 7.09% | 9.469% | 44.72% | 7.581% | 7.889% | 8.397% | 15.28% | 4.954% | 25.38% | 10.77% | 9.397% | 10.36% | 10.14% | 27.12% | 22.03% | 12.72% | 9.849% | 9.636% | 11.68% | 14.01% | 13.16% | 41.8% | 12.19% | 13.49% | 10.89% | 14.64% | 8.281% | 8.414% | 7.903% | 17.16% | 15.91% | 12.5% | 10.2% | 10.37% | 9.763% | 13.12% | 17.48% | 12.84% | 12.91% | 10.78% | 10.25% | 10.52% | 12.46% | 15.3% | 58.19% | 17.27% | 15.05% | 11.35% | 10.29% | 10.26% | 11.85% | 16.69% | 11.15% | 13.39% | 12.08% | 15.34% | 8.465% | 22.05% | 23.3% | 26% | 18.12% | 10.05% | 8.411% | 8.752% | 11.73% | 11.75% | 10.43% | 9.85% | 11.56% | 12.77% | 15.43% | 9.186% | 32.07% | 17.32% | 10.26% | 9.99% | 10.52% | 11.56% | 13.92% | 10% | 10.55% | 6.964% | 18.6% | 12.3% | 14.25% | 34.9% | 32% | 21.48% | 40.03% | 14.85% | 32.74% | 15.15% | 30.51% | 29.81% | 26.25% | 15.29% | 20.56% | 16.06% | 14.42% | 22.28% | 11.54% | 12.51% | 12.43% | 12.38% | 17.91% | 12.98% | 11.04% | 13.86% | 18.12% | 16.79% | 21.89% | 13.34% | 11.8% | 8.34% | 7.337% | 10.67% | 12.12% | 9.322% | 9.163% | 8.609% | 11.69% | 10.43% | 8.912% | 10.06% | 14.17% | 11.35% | 10.82% | 9.987% | 12.13% | 17% | 15.88% | 12.26% | 12.26% | 11.83% | 11.32% | 11.69% | 9.901% | 12.32% | 13.1% | 12.55% | 17.74% | 12.09% | 10.33% | 8.382% | 11.02% | 10.74% | 9.106% | 8.879% | 9.744% | 11.12% | 12.08% | 12.13% | 10.74% | 10% | 11.19% | 19.29% | 12.38% | 17.86% | 14.95% | 14.54% | 11.7% | 11.12% | 12.48% | 15.99% | 18.81% | 14.51% | 13.81% | 20.09% | 12.6% | 10.9% | 8.579% | 17.82% | 14.17% | 10.97% | 10.2% | 16.95% | 14.4% | 14.8% | 11.98% | 12.51% | 16.55% | 37.24% | 24.13% | 14.07% | 11.92% | 20.03% | 25.07% | 14.38% | 13.4% | 13.55% | 24.33% | 15.96% | 15.27% | 16.94% | 11.57% | 13.88% | 12.36% | 7.97% | 12.25% | 18.12% | 21.74% | 17.29% | 10.07% | 17.01% | 19.21% | 12.05% | 12.29% | 15.82% | 13.79% | 30.59% | 32.68% | 12.61% | 12.87% | 13.51% | 17.04% | 19.21% | 14.23% | 10.85% | 12.28% | 13.85% | 30.81% | 12.6% | 11.3% | 16.09% | 26.84% | 18.27% | 20.59% | 15.21% | 16.37% | 18.15% | 38.99% | 27.72% | 50.32% | 24.01% | 21.71% | 20.45% | 16.74% | 15.86% | 16.61% | 10.8% | 12.01% | 17.55% | 12.69% | 9.48% | 12.39% | 12.31% | 16.85% | 20.77% | 16.41% | 12.28% | 169 | 482
serum male 2 | 10.84% | 4.486% | 12.1% | 21.12% | 9.724% | 15.55% | 22% | 47.46% | 19.22% | 46.19% | 22.64% | 21.41% | 39.98% | 23.92% | 14.86% | 12.85% | 31.43% | 10.93% | 12.59% | 7.893% | 4.693% | 5.135% | 6.204% | 21.44% | 20.6% | 13.2% | 8.996% | 8.015% | 5.97% | 6.647% | 4.708% | 5.736% | 4.721% | 5.636% | 5.382% | 3.532% | 6.269% | 4.346% | 4.697% | 3.917% | 3.753% | 5.344% | 8.239% | 8.911% | 7.529% | 6.258% | 30.41% | 58.43% | 314.1% | 13.19% |  | 7.46% | 5.595% | 17.63% | 12.14% | 20.95% | 5.682% | 31.09% | 8.007% | 57.6% | 6.098% | 16.39% | 9.573% | 11.24% | 4.551% | 5.617% | 33.17% | 14.01% | 98.39% | 6.936% | 16.26% | 9.829% | 20.74% | 4.816% | 7.745% | 31.55% | 40.66% | 8.045% | 8.789% | 24.3% | 119% | 20.47% | 13.12% | 7.278% | 5.132% | 12.04% | 50.61% | 39.57% | 27.03% | 5.521% | 4.013% |  |  | 26.05% | 15.39% | 14.09% | 24.41% | 9.888% | 30.86% | 8.601% | 6.262% | 16.86% | 21.91% | 30.01% | 25% | 8.038% | 10.76% | 9.425% | 10.46% | 11.89% | 17.09% | 25.65% | 37.01% | 10.23% | 19.96% | 40.83% | 29.07% | 12.31% | 18.56% | 12.08% | 13.12% | 22.38% | 25.3% | 33.64% | 23.09% | 28.41% | 14.92% | 23% | 21.69% | 19.4% | 18.39% | 18.88% | 18.65% | 63.13% | 65.15% | 16.83% | 17.21% | 18.96% | 44.96% | 42.69% | 54.03% | 21.94% | 18.32% | 8.55% | 0.6508% | 56.6% | 21.97% | 15.97% | 69.38% | 7.654% | 35.18% | 15.6% | 16.18% | 16.13% | 7.694% | 6.286% | 9.069% | 33.11% | 13.85% | 19.15% | 12.53% | 9.802% | 28.29% | 27.22% | 23.29% | 16.08% | 14.76% | 11.25% | 22.75% | 18.25% | 34.84% | 38.04% | 38.95% | 114.4% | 4.646% | 4.519% | 4.659% | 4.762% | 3.066% | 3.917% | 3.734% | 6.289% | 4.806% | 15.43% | 29.2% | 19.5% | 21.32% | 16.86% | 92.04% | 7.273% | 6.377% | 30.69% | 6.467% | 6.258% | 6.309% | 6.128% | 7.784% | 7.372% | 7.181% | 6.773% | 44.94% | 6.356% | 7.341% | 6.011% | 6.547% | 7.063% | 9.58% | 6.451% | 29.62% | 7.015% | 6.722% | 6.888% | 6.388% | 13.66% | 10.3% | 6.171% | 7.64% | 6.557% | 6.813% | 8.075% | 7.151% | 7.581% | 8.062% | 10.93% | 11.84% | 39.91% | 11.2% | 6.828% | 7.358% | 7.161% | 6.852% | 6.188% | 6.899% | 11.53% | 7.664% | 5.51% | 6.151% | 6.324% | 6.237% | 7.678% | 47.77% | 17.04% | 9.977% | 6.308% | 6.787% | 7.174% | 7.07% | 9.959% | 15.9% | 6.644% | 6.832% | 6.785% | 11.87% | 8.803% | 10.25% | 8.335% | 5.562% | 21.13% | 13.37% | 6.235% | 6.862% | 24.2% | 7.254% | 13.84% | 23.05% | 14.77% | 22.3% | 6.994% | 53.83% | 32.39% | 7.848% | 26.99% | 12.62% | 36.41% | 16.48% | 15.35% | 14.89% | 17.67% | 27.2% | 9.077% | 13.47% | 17.94% | 13.07% | 8.629% | 9.392% | 9.804% | 14.03% | 26.49% | 31.83% | 16.11% | 31.06% | 15.95% | 14.25% | 18.37% | 10.67% | 138.3% | 5.883% | 14.78% | 7.669% | 12.94% | 4.967% | 6.14% | 127% | 40.85% | 15.98% | 5.319% | 4.793% | 5.983% | 6.095% | 6.938% | 6.456% | 4.852% | 4.946% | 5.394% | 9.86% | 65.25% | 6.2% | 6.124% | 9.479% | 12.65% | 3.896% | 40.74% | 49.78% | 31.09% | 38.62% | 30.68% | 33.08% | 37.88% | 25.12% | 12.85% | 11.5% | 14.02% | 24.52% | 24.31% | 50.53% | 105.5% | 18.98% | 69.21% | 55.68% | 52.77% | 51.17% | 20.61% | 35.5% | 38.17% | 19.97% | 14.24% | 14.01% | 12.81% | 14.59% | 28.9% | 22.27% | 19.35% | 11.7% | 11.61% | 11.27% | 12.95% | 23.94% | 51.81% | 23.66% | 17.39% | 14.43% | 11.7% | 9.99% | 12.56% | 15.36% | 13.05% | 15.97% | 16.35% | 40.64% | 47.77% | 53.98% | 45.49% | 29.73% | 29.49% | 40.75% | 22.69% | 33.33% | 36.97% | 23.24% | 14.72% | 12.61% | 13.29% | 14.44% | 30.76% | 16.02% | 21.56% | 38.23% | 31.87% | 31.64% | 36.09% | 14.79% | 13.92% | 11.28% | 27.13% | 36.26% | 23.97% | 12.95% | 11.5% | 37.73% | 30.55% | 21.4% | 29.27% | 23.67% | 29.7% | 16.93% | 22.84% | 26.86% | 31.21% | 19.18% | 19.3% | 51.5% | 57.18% | 67.64% | 34.81% | 38.47% | 16% | 16.08% | 19.29% | 13.1% | 11.85% | 13.6% | 18% | 15.29% | 26.99% | 23.74% | 41.82% | 29.96% | 32.41% | 31.48% | 11.38% | 13.3% | 14.45% | 22.29% | 16.87% | 30.59% | 23.21% | 26.04% | 21.43% | 11.91% | 11.99% | 11.79% | 14.1% | 20.11% | 17.35% | 14.5% | 12.11% | 12.25% | 11.51% | 11.93% | 9.394% | 10.75% | 13.69% | 11.3% | 17.22% | 33.99% | 32.89% | 34.59% | 71.24% | 14.79% | 15.38% | 25.02% | 30.37% | 21.6% | 30.72% | 12.75% | 12.01% | 11.46% | 11.85% | 15.95% | 13.26% | 21.71% | 17.35% | 16.3% | 12.44% | 11.72% | 13.68% | 22.19% | 23.28% | 15.08% | 13.76% | 18.33% | 24.33% | 15.86% | 14.52% | 21.6% | 17.44% | 11.59% | 12.36% | 14.16% | 28.91% | 15.28% | 11.67% | 14.61% | 21.45% | 26.3% | 20.18% | 11.45% | 15.6% | 17.77% | 43.15% | 13.75% | 29.12% | 26.11% | 21.71% | 18.51% | 14.43% | 19.5% | 35.58% | 38.06% | 16.25% | 16.17% | 22.41% | 34.03% | 25% | 19.11% | 19.84% | 25.82% | 14.06% | 13.47% | 15.57% | 20.3% | 16.43% | 19.34% | 24.84% | 16.44% | 12.97% | 14.28% | 19.25% | 21.51% | 13.58% | 12.01% | 12% | 15.35% | 24.83% | 12.65% | 12.83% | 14.76% | 15.9% | 17.97% | 15.12% | 16.67% | 15.87% | 13.22% | 46.82% | 26.46% | 52.85% | 21.76% | 19.49% | 24.3% | 17.27% | 17.36% | 11.34% | 12.88% | 13.66% | 16.08% | 7.77% | 11.21% | 12.14% | 12.77% | 16.91% | 21.03% | 20.43% | 15.36% | 148 | 425
serum female 3 | 9.162% | 4.525% | 9.515% | 20.95% | 8.145% | 36.65% | 29.93% | 94.46% | 37.97% | 41.32% | 20.33% | 30.3% | 28.38% | 7.622% | 6.624% | 17.2% | 35.64% | 7.849% | 17.83% | 10.82% | 6.506% | 4.421% | 7.46% | 25.27% | 9.257% | 13.28% | 6.728% | 5.272% | 5.378% | 4.246% | 4.477% | 6.686% | 7.861% | 5.617% | 4.76% | 4.892% | 6.553% | 4.007% | 4.881% | 3.79% | 8.315% | 5.502% | 7.151% | 6.141% | 7.181% | 5.852% | 8.253% | 58% | 277.7% | 14.34% |  | 5.268% | 6.471% | 16.17% | 7.604% | 21.34% | 5.775% | 10.7% | 5.016% | 43.5% | 10.26% | 8.071% | 14.43% | 8.047% | 6.543% | 6.628% | 61.95% | 22.16% | 98.77% | 11.42% | 10.27% | 8.75% | 7.484% | 7.099% | 9.266% | 16.1% | 11.14% | 5.324% | 19.89% | 40.67% | 16.1% | 19.64% | 7.751% | 4.435% | 5.546% | 16.5% | 42.68% |  |  | 5.677% | 4.613% |  |  | 29.73% | 20.85% | 13.47% | 20.4% | 11.69% | 19.27% | 9.088% | 13.32% | 13.57% | 20.76% | 19.68% | 19.95% | 7.642% | 9.282% | 10.13% | 12.01% | 11.28% | 16.84% | 31.29% | 21.62% | 14.91% | 20.13% | 43.17% | 20.2% | 18.72% | 16.39% | 13.35% | 15.19% | 17.58% | 28.8% | 38% | 17.06% | 24.44% | 10.18% | 23.29% | 21.81% | 16.34% | 11.72% | 12.84% | 12.34% | 56.14% | 48.51% | 21.27% | 12.96% | 14.41% | 49.56% | 41.4% | 57.95% | 19.91% | 17.25% | 9.966% | 3.531% | 9.519% | 13.03% | 14.59% | 32.32% | 7.178% | 15.99% | 9.73% | 12.73% | 12.15% | 24.6% | 61.67% | 12.72% | 53.73% | 14.2% | 19.11% |  | 8.71% | 24.56% | 27.98% | 12.2% | 12.79% | 10.88% | 10.07% | 8.614% | 12.88% | 36.01% | 38.64% | 87.64% | 59.18% | 6.856% | 7.696% | 6.665% | 7.249% | 6.974% | 7.529% | 7.597% | 6.937% | 5.945% | 20.89% | 29.85% | 16.19% | 34.64% | 22.29% | 68.37% | 7.798% | 5.697% | 58.3% | 5.391% | 4.702% | 8.354% | 4.994% | 6.474% | 6.556% | 6.673% | 4.924% | 51.07% | 4.653% | 6.489% | 5.265% | 4.627% | 6.202% | 10.46% | 6.095% | 28.56% | 6.851% | 5.046% | 5.466% | 5.008% | 7.382% | 7.497% | 4.296% | 5.733% | 5.398% | 5.364% | 6.688% | 6.879% | 6.427% | 5.362% | 11.84% | 12.96% | 59.6% | 11.24% | 5.563% | 8.972% | 6.318% | 4.641% | 4.968% | 5.19% | 11.3% | 5.871% | 4.467% | 4.319% | 4.715% | 4.608% | 8.571% | 44.46% | 12.75% | 7.91% | 5.085% | 5.49% | 5.084% | 6.231% | 8.247% | 14.98% | 6.694% | 4.808% | 6.115% | 9.136% | 10.9% | 7.055% | 7.851% | 4.538% | 14.78% | 10.79% | 5.64% | 5.356% | 18.26% | 7.405% | 9.4% | 16.5% | 20.91% | 16.94% | 7.045% | 60.24% | 41.29% | 12.71% | 19.86% | 12.44% | 27.74% | 22.72% | 16.3% | 20.49% | 14.24% | 19.61% | 8.036% | 15.7% | 19.55% | 14.9% | 10.67% | 9.395% | 8.872% | 8.143% | 18.72% | 22.45% | 21.66% | 28.21% | 15.08% | 12.12% | 19.75% | 10.25% | 28.44% | 5.259% | 5.984% | 7.653% | 9.555% | 4.901% | 7.875% | 170.8% | 26.21% | 13.03% | 5.882% | 5.066% | 5.789% | 6.139% | 7.139% | 4.607% | 4.577% | 5.455% | 5.122% | 8.423% | 74.16% | 6.054% | 5.536% | 11.19% | 12.02% | 5.402% | 21.48% | 20.13% | 15.12% | 14.69% | 10.24% | 26.41% | 23.89% | 21.12% | 8.694% | 8.846% | 9.749% | 28.53% | 22.84% |  | 48.62% | 26.31% | 26.19% | 46.33% | 26.59% | 17.11% | 12.39% | 15% | 14.18% | 21.03% | 10.06% | 9.671% | 8.595% | 15.84% | 17.25% | 13.05% | 13.82% | 8.566% | 9.223% | 9.227% | 10.51% | 10.56% | 49.78% | 14.26% | 14.67% | 10.71% | 11.11% | 6.919% | 10.23% | 14.73% | 10.97% | 12.8% | 17.6% | 28.26% | 18.82% | 13.37% | 12.38% | 18.09% | 13.99% | 17.47% | 10.03% | 10.29% | 13.29% | 12.14% | 8.72% | 9.242% | 11.45% | 9.85% | 18.16% | 22.74% | 30.75% | 32.16% | 16.73% | 19.71% | 23.74% | 10.22% | 15.67% | 12.62% | 13.41% | 13.8% | 25.33% | 13.5% | 35.37% | 29.81% | 25.38% | 24.73% | 23.33% | 27.91% | 41.29% | 18.62% | 16.64% | 25.74% | 28.11% | 27.03% | 20.01% | 42.74% | 39.4% | 92.81% | 21.34% | 18.09% | 12.84% | 11.39% | 17.95% | 10.8% | 9.791% | 12.22% | 19.73% | 17.29% | 18.45% | 19.21% | 28.36% | 13.73% | 13.24% | 12.91% | 9.737% | 8.896% | 8.903% | 9.185% | 10.42% | 14.85% | 12.36% | 11.51% | 14.92% | 8.459% | 9.173% | 10.66% | 12.06% | 15.9% | 13.73% | 12.69% | 9.311% | 10.49% | 9.533% | 11.36% | 10.57% | 13.68% | 11.99% | 9.999% | 13.95% | 20.12% | 13.82% | 18.33% | 24.29% | 10.43% | 10.04% | 11.77% | 13.73% | 10.9% | 10.56% | 9.13% | 8.839% | 9.081% | 11.42% | 14.14% | 7.876% | 17.82% | 29.59% | 14.69% | 9.72% | 9.79% | 11.22% | 16.49% | 17.4% | 15.53% | 12.64% | 15.38% | 29.06% | 15.18% | 12.25% | 34.39% | 27.47% | 8.99% | 8.962% | 14.03% | 17.9% | 13.02% | 10.3% | 10.24% | 18.38% | 25.78% | 22.15% | 14.76% | 25.51% | 32.68% | 17.63% | 19.81% | 26.35% | 12.36% | 17.08% | 10.6% | 13.9% | 23.77% | 32.29% | 33.14% | 15.68% | 16.68% | 30.33% | 56.47% | 21.49% | 29.93% | 25.07% | 19.92% | 34.12% | 16.14% | 13.51% | 25.28% | 19.63% | 26.49% | 34.54% | 19.38% | 13.35% | 15% | 23.7% | 18.25% | 15.61% | 9.308% | 11.96% | 19.05% | 32.35% | 10.62% | 10.95% | 11.79% | 23.68% | 17.16% | 15.59% | 14.28% | 12.65% | 8.789% | 50.98% | 28.97% | 26.33% | 29.55% | 44.35% | 39.56% | 39.41% | 17.82% | 10.61% | 9.819% | 10.78% | 15.05% | 14.23% | 17.61% | 9.22% | 11.62% | 14.4% | 21.3% | 17.63% | 12.96% | 187 | 454
NIST | 11.86% | 8.391% | 17.42% | 23.94% | 8.208% | 16.17% | 40.1% | 38.45% | 1.541% | 30.13% | 30.17% | 32.72% | 38.51% | 21.89% | 6.099% | 17.33% | 20.98% | 6.333% | 24.29% | 4.959% | 4.624% | 4.904% | 8.965% | 17.09% | 19.34% | 8.338% | 7.724% | 6.42% | 7.024% | 5.058% | 4.977% | 5.784% | 5.711% | 7.059% | 5.666% | 5.089% | 8.211% | 5.384% | 5.854% | 5.106% | 4.873% | 4.647% | 10.93% | 7.516% | 6.188% | 7.148% | 28.96% | 45.06% | 310.8% | 13.26% |  | 5.435% | 5.166% | 18.61% | 8.539% | 18.37% | 8.295% | 20.22% | 9.341% | 54.51% | 7.884% | 9.994% | 13.22% | 10.33% | 4.054% | 5.722% | 20.59% | 10% | 12.95% | 6.584% | 7.087% | 6.929% | 13.07% | 6.346% | 8.406% | 7.504% | 19.09% | 10% | 18.16% | 34.28% | 29.49% | 22.37% | 12.87% | 15.49% | 47.72% |  | 61.34% |  | 25.9% | 6.358% | 5.095% |  |  | 21.04% | 13.21% | 20.68% | 21.94% | 12.05% | 13.92% | 9.807% | 21.93% | 16.75% | 21.61% | 23.76% | 16.91% | 12.22% | 15.09% | 12.61% | 13.15% | 11.44% | 16.34% | 31.91% | 21.15% | 13.36% | 18.59% | 22.96% | 21.7% | 15.02% | 13.01% | 18.01% | 17.11% | 17.53% | 29.8% | 11.25% | 16.83% | 17.65% | 9.317% | 12.01% | 19.94% | 15.89% | 14.53% | 15.65% | 18.85% | 44.54% | 58.75% | 14.35% | 15.79% | 16.35% | 27.85% | 49.11% | 53.28% | 20.06% | 16.79% | 8.809% | 21.33% | 26.53% | 12.4% | 15.23% | 7.263% | 13.97% | 14.85% | 19.4% | 15.36% | 15.86% | 28.31% | 64.77% | 17.36% | 49.14% | 14.63% | 17.63% | 19.62% | 12.41% | 8.929% | 11.15% | 21.46% | 14.63% | 14.66% | 13.69% | 28.08% | 16.08% | 30.21% | 44.43% | 39.66% | 34.79% | 5.736% | 6.93% | 6.658% | 6.971% | 6.819% | 6.287% | 6.475% | 6.804% | 6.821% | 15.22% | 42.38% | 33.63% | 29.54% | 21.7% | 75.94% | 7.481% | 6.388% | 52.31% | 7.809% | 6.795% | 7.526% | 5.682% | 8.379% | 8.39% | 7.788% | 6.927% | 15.48% | 7.402% | 8.203% | 7.02% | 7.382% | 7.532% | 10.27% | 6.048% | 47.05% | 6.805% | 7.702% | 7.385% | 7.244% | 14.74% | 11.04% | 7.769% | 7.596% | 7.176% | 7.395% | 6.628% | 8.669% | 9.407% | 7.732% | 9.03% | 7.503% | 45.64% | 11.04% | 7.454% | 8.414% | 6.76% | 7.887% | 6.807% | 7.457% | 11.78% | 7.934% | 6.768% | 6.912% | 7.233% | 7.631% | 8.909% | 48.37% | 12.19% | 9.439% | 6.462% | 7.058% | 7.4% | 7.689% | 9.029% | 18.35% | 7.632% | 7.259% | 6.621% | 12.53% | 8.084% | 9.661% | 10.2% | 6.563% | 11.8% | 10.54% | 7.004% | 7.144% | 19.14% | 8.874% | 13.28% | 18.3% | 17.77% | 19.34% | 10.55% | 35.13% | 34.25% | 13.01% | 26.4% | 14.23% | 21.54% | 21.07% | 14.3% | 16.95% | 20.98% | 14.49% | 10.06% | 9.139% | 17.23% | 13.08% | 9.291% | 8.239% | 8.604% | 8.281% | 19.83% | 23.89% | 23.91% | 28.62% | 14.37% | 17.04% | 15.05% | 12.78% | 45.18% | 4.969% | 2.071% | 13.9% | 10.78% | 5.43% | 13.92% | 134.4% | 28.83% | 18.92% | 8.075% | 8.857% | 8.648% | 8.449% | 7.399% | 8.368% | 7.796% | 8.097% | 8.276% | 11.32% | 48.32% | 8.551% | 9.277% | 13.87% | 11.1% | 5.226% | 25.59% | 14.51% | 14.68% | 15.23% | 15.71% | 24.18% | 26.24% | 16.78% | 14.62% | 14.36% | 15.39% | 21.18% | 17.09% | 17.99% | 16.52% | 16.47% | 16.72% | 16.97% | 14.25% | 14.07% | 12.79% | 18.55% | 15.27% | 15.36% | 15.77% | 14.93% | 14.77% | 17.6% | 19.73% | 16.47% | 15.18% | 14.73% | 14.92% | 15.16% | 15.87% | 16.92% | 57.95% | 20.21% | 17.71% | 15.03% | 15.52% | 13.65% | 14.3% | 12.63% | 14.15% | 18.09% | 15.43% | 13.52% | 27.4% | 23.31% | 24.42% | 26.13% | 19.31% | 14.66% | 13.7% | 13.54% | 15.96% | 15.79% | 14.07% | 14.46% | 15.55% | 14.59% | 17.13% | 16.53% | 25.02% | 17.34% | 14.84% | 15.89% | 18.72% | 15.3% | 15.74% | 12.13% | 14.3% | 11.34% | 20.62% | 15.9% | 14.06% | 38.74% | 22.94% | 17.97% | 16.79% | 16.81% | 38.25% | 17.47% | 19.81% | 26% | 22.8% | 21.65% | 23.84% | 17.7% | 20.52% | 20.04% | 17.13% | 18.27% | 17.65% | 16.84% | 20.23% | 16.65% | 15.04% | 16.18% | 21.6% | 16.14% | 22.2% | 16.54% | 15.46% | 14.75% | 13.31% | 14.53% | 12.84% | 14.85% | 13.87% | 12.71% | 14.4% | 16.03% | 13.84% | 13.35% | 17.84% | 14.86% | 15.17% | 14.77% | 16.3% | 18.92% | 17.48% | 16.23% | 15.21% | 15.84% | 15.19% | 15.56% | 13.38% | 16.17% | 15.08% | 15.42% | 16.32% | 17.69% | 14.42% | 12.22% | 12.04% | 15.26% | 13.55% | 13.54% | 14.08% | 12.39% | 15.26% | 16.17% | 15.22% | 14.47% | 15.18% | 17.03% | 14.11% | 19.88% | 19.04% | 19.38% | 15.57% | 15.06% | 16.55% | 18.98% | 19.07% | 16.16% | 15.74% | 16.11% | 16% | 15.31% | 13.69% | 20.78% | 15.87% | 14.36% | 15.41% | 14.85% | 18.29% | 17.12% | 15.72% | 15.94% | 19.89% | 26.07% | 18.45% | 18.99% | 17.95% | 22.13% | 17.54% | 18.75% | 14.05% | 19.98% | 24.91% | 18.71% | 16.77% | 22.44% | 16.59% | 14.42% | 15.1% | 14.13% | 18.98% | 40.11% | 22.1% | 16.72% | 12.75% | 18.22% | 18.27% | 15.57% | 14.58% | 16.59% | 16.23% | 23.16% | 16.23% | 16.18% | 16.35% | 15.9% | 20.53% | 18.44% | 17.63% | 14.32% | 14.89% | 16.87% | 26.39% | 15.04% | 15.46% | 16.14% | 25.32% | 25% | 18.23% | 19.01% | 17.83% | 18.89% | 35.49% | 27.57% | 22.46% | 19.21% | 22.09% | 23.78% | 18.76% | 15.59% | 12.79% | 13.92% | 16.73% | 18.18% | 15.13% | 11.59% | 15.88% | 15.59% | 21.22% | 21.21% | 17.22% | 15.26% | 138 | 494
rat pool plasma | 10.61% | 5.046% | 8.298% | 28.06% | 6.391% | 46.39% | 30.37% | 130.9% |  | 71.92% | 88.67% |  | 54.91% | 20.3% | 20.32% | 21.7% | 39.64% | 14.03% | 30.35% | 17.53% | 4.57% | 4.685% | 7.727% | 8.435% | 17.33% | 8.689% | 5.303% | 7.125% | 4.874% | 5.036% | 4.96% | 4.847% | 8.106% | 5.995% | 5.239% | 4.301% | 6.214% | 4.678% | 4.448% | 4.83% | 5.211% | 4.274% | 8.441% | 5.364% | 7.095% | 6.521% | 21.17% | 9.458% | 48.16% | 14.29% | 26.85% | 6.521% | 14.11% | 23.29% | 6.71% | 20.42% | 7.044% | 9.694% | 12.92% | 7.202% | 5.667% | 13.3% | 11.77% | 7.943% | 4.797% | 6.275% | 157.1% | 6.457% | 38.94% | 7.658% | 5.814% | 13.37% | 18.33% | 16.81% | 17.33% | 9.686% | 5.348% | 8.303% | 48.21% | 33.82% | 29.52% | 10.51% | 7.691% | 6.128% | 11.35% | 5.515% | 51.26% | 49.7% | 15.56% | 7.078% | 5.18% | 30.35% | 14.33% | 17.72% | 38.03% | 63.79% | 50.33% | 52.6% | 30.03% | 37.18% |  | 25.01% |  | 22.69% | 27.1% | 13.33% | 14.16% | 11.44% | 19.39% | 15.75% | 22.64% | 24.69% | 35.36% | 46.62% | 60.88% | 40.71% | 25.09% | 25% | 26.69% | 17% | 31.02% | 36.09% | 55.91% | 21.65% | 29.43% | 79.03% | 26.27% | 20.27% | 30.36% | 35.74% | 18.97% | 19.2% | 24.53% | 28.08% | 28.55% | 94.62% | 22.56% | 17.65% | 31.62% | 79.69% | 19.48% | 26.01% | 20.04% | 16.55% | 93.53% | 52.96% | 20.94% | 17.07% | 10.92% | 24.01% | 23.01% | 19.35% | 21.64% | 16.29% | 32.6% |  | 15.77% | 78.51% | 16.46% | 27.9% | 13.71% | 7.719% | 25.69% |  | 25.43% | 34.34% | 11.77% | 13.04% | 22.98% | 18.44% | 30.82% | 69.95% | 49.86% | 121.7% | 7.3% | 6.88% | 7.175% | 6.805% | 5.439% | 6.529% | 7.56% | 6.959% | 6.947% | 13.99% | 13.93% | 39.57% | 26.59% | 15.99% | 93.96% | 62.37% | 10.17% | 44.76% | 7.727% | 6.882% | 10.07% | 27.64% | 7.896% | 7.782% | 5.861% | 6.415% | 33.59% | 9.329% | 7.087% | 7.257% | 7.219% | 7.041% | 10.79% | 4.823% | 26.73% | 7.973% | 6.553% | 7.292% | 7.074% | 12.32% | 11.29% | 6.734% | 7.564% | 7.215% | 12.02% | 8.691% | 9.938% | 9.219% | 7.403% | 12.45% | 9.058% | 46.69% | 30.87% | 26.27% | 21.26% | 7.682% | 8.027% | 6.296% | 17.41% | 17.62% | 5.257% | 6.171% | 6.812% | 6.432% | 8.421% | 5.53% | 9.474% | 9.276% | 4.997% | 6.878% | 7.605% | 7.453% | 13.26% | 6.09% | 7.189% | 6.681% | 5.878% | 6.978% | 13.53% | 8.321% | 9.992% | 10.92% | 7.175% | 13.9% | 31.19% | 29.81% | 11.32% | 37.77% | 37.05% | 30.25% | 49.88% | 27.78% | 21.55% | 31.86% | 20.1% | 26.77% | 42.21% | 61.84% | 43.1% | 44.72% | 50.62% | 68.74% | 55.96% | 48.4% | 18.04% | 9.992% | 18.03% | 49.69% | 15.19% | 9.568% | 7.938% | 9.753% | 10.32% | 24.25% | 20.62% | 37.52% | 39.6% | 39.25% | 31.57% | 35.05% | 24.8% | 131.2% | 80.55% |  |  | 9.147% | 7.247% | 9.751% | 140.3% |  |  | 8.341% | 8.169% | 7.732% | 12.58% | 10.5% | 6.953% | 5.412% | 7.752% | 8.962% | 17.86% | 44.37% | 7.533% | 8.709% | 16.78% | 15.09% | 5.287% | 27.33% | 28.02% | 54.7% | 22.67% | 19.44% | 53.53% | 29.08% | 38.01% | 16.94% | 14.55% | 15.65% | 20.53% | 21.2% | 30.49% | 109.9% | 24.81% | 67.66% | 47.51% | 73.54% | 25.13% | 20.66% | 42.92% | 17.41% | 27.06% | 20.2% | 18.22% | 16.99% | 19.44% | 27.84% | 17.44% | 19.51% | 16.47% | 16.09% | 17.06% | 18.5% | 20.39% | 48.83% | 19.56% | 21.56% | 17.6% | 15.75% | 14.53% | 15.37% | 13.92% | 15.87% | 16.82% | 15.46% | 42.03% | 45.96% | 36.21% | 22.94% | 22.26% | 26.31% | 52.2% | 20.79% | 17.08% | 19.82% | 23.85% | 16.02% | 16.42% | 16.77% | 18.68% | 19.67% | 20.71% | 28.13% | 53.28% | 23.67% | 18.57% | 28.8% | 18.88% | 16.19% | 40.6% | 21.89% | 19.33% | 19.09% | 20.23% | 14.51% | 22.36% | 18.45% | 11.2% | 34.36% | 19.62% | 32.38% | 22.68% | 19.59% | 22.88% | 25.83% | 19.71% | 37.32% | 65.12% | 85.66% | 81.1% | 44.43% | 28.31% | 21.83% | 18.32% | 29.78% | 19.26% | 18.33% | 18.72% | 19.9% | 17.3% | 20.01% | 47.13% | 34.28% | 62.75% | 70.87% | 20.95% | 33.49% | 20.16% | 18.5% | 16.07% | 19.62% | 27.71% | 21.35% | 16.46% | 18.27% | 16.45% | 15.95% | 16.23% | 16.81% | 19.2% | 18.65% | 19.38% | 19.3% | 20.38% | 17.69% | 19.28% | 16.1% | 17.29% | 17.23% | 12.97% | 23.02% | 40.33% | 23.13% | 18.69% | 16.89% | 18.23% | 15.74% | 13.89% | 17.14% | 15.87% | 16.13% | 17.56% | 16.27% | 16.75% | 16.85% | 19.57% | 16.56% | 20.87% | 19.28% | 21.5% | 18.44% | 18.15% | 19.44% | 21.27% | 20.9% | 20.21% | 15.88% | 17.9% | 28.25% | 19.73% | 18.81% | 24.01% | 19.2% | 16.03% | 17.46% | 18.97% | 22.5% | 19.08% | 19.59% | 19.14% | 21.64% | 24.32% | 20.79% | 18.08% | 16.69% | 21.1% |  | 18.59% | 19.02% | 20.28% | 22.3% | 16.9% | 21.16% | 20.08% | 29.7% | 18.32% | 15.04% | 17.44% | 22.13% | 28.45% | 36.6% | 24.49% | 19.51% | 17.26% | 20.75% | 15.69% | 16.62% | 18.76% | 18.31% | 18.43% | 31.5% | 24.72% | 20.17% | 19.72% | 19.27% | 24.89% | 16.42% | 15.73% | 17.12% | 17.76% | 34.22% | 18.19% | 15.26% | 18.16% | 19.3% | 21.51% | 17.2% | 16.62% | 17% | 16.64% | 31.34% | 30.91% | 37.02% | 41.97% | 24.92% | 35.57% | 18.45% | 23.65% | 12.28% | 16.39% | 16.46% | 19.43% | 17.57% | 16.99% | 17.11% | 16.22% | 23.93% | 12.87% | 23.2% | 18.54% | 123 | 400
mouse pool plasma | 12.59% | 9.471% | 9.811% | 38.97% | 7.999% | 39.84% | 20.01% |  |  | 56.17% | 63.6% |  | 56.88% | 15.86% | 22.18% | 14.26% | 19.11% | 4.181% | 50.12% | 18.55% | 4.543% | 4.545% | 8.276% | 6.282% | 33.66% | 13.47% | 5.756% | 5.165% | 5.389% | 4.931% | 5.688% | 5.295% | 6.288% | 5.96% | 5.412% | 6.047% | 6.782% | 4.502% | 5.179% | 4.814% | 4.364% | 7.615% | 6.311% | 8.501% | 8.403% | 7.716% | 4.259% | 8.701% | 106% | 9.058% | 26.04% | 4.834% | 19.57% | 31.37% | 9.958% | 27.25% | 8.373% | 8.889% | 5.378% | 5.652% | 38.83% | 33.74% | 16.59% | 8.626% | 6.294% | 9.634% | 155.7% | 13.64% | 75.81% | 20.91% | 143% |  | 68.3% |  | 28.91% | 141.9% | 6.641% | 25.05% | 27.23% | 67.38% | 10.17% | 22.14% | 7.797% | 4.301% | 6.915% | 4.831% | 48.62% | 17.55% | 14.26% | 8.205% | 4.503% | 31.99% | 14.73% |  | 76.64% | 70.79% | 71.07% | 49.3% | 13.1% | 30.15% | 38.83% | 17.17% |  | 30.15% | 24.85% | 11.66% | 12.97% | 14.12% | 20.41% | 30.75% | 29.75% | 46.26% | 10.72% | 38.48% | 40.77% |  | 34.58% | 21.98% | 45.98% | 24.98% | 26.5% | 38.36% | 67.18% | 21.32% | 42.67% | 80.88% | 16.78% | 21.89% | 23.8% | 22.41% | 22.71% | 17.25% | 19.96% | 30.35% | 28.96% | 40.33% | 20.03% | 18.25% | 24.84% | 30.54% | 15.46% | 45.3% | 21.71% | 19.32% | 7.372% | 55.89% | 19.82% | 25.85% | 11.76% | 20.57% | 26.25% | 30.81% | 26.07% | 24.63% | 40.54% | 29.95% | 13.08% | 12.75% | 23.85% | 32.9% | 6.009% | 21.06% |  | 14.73% | 32.19% | 20.41% | 17.54% | 14.42% | 12.87% | 20.34% | 33.54% | 53.02% | 41.88% | 32.4% | 28.57% | 8.27% | 7.969% | 7.857% | 8.733% | 8.605% | 8.099% | 8.945% | 7.588% | 21.35% | 34.41% | 32.81% | 26.85% | 36.73% | 68.7% | 54.47% | 9.467% | 86.03% | 8.092% | 7.651% | 7.818% | 15.07% | 8.329% | 8.98% | 7.176% | 8.652% | 29.61% | 10.97% | 9.374% | 7.509% | 7.468% | 7.137% | 17.83% | 6.336% | 24.18% | 6.682% | 7.361% | 8.234% | 7.606% | 9.088% | 10.74% | 6.426% | 10.54% | 7.302% | 14.18% | 12.99% | 8.932% | 7.139% | 6.978% | 15.88% | 16.03% | 38.8% | 14.79% | 20.37% | 8.78% | 7.236% | 7.609% | 7.121% | 7.218% | 10.89% | 6.925% | 7.078% | 6.742% | 7.098% | 7.137% | 6.662% | 11.38% | 12.15% | 6.912% | 7.311% | 7.694% | 7.377% | 14.11% | 5.916% | 6.472% | 6.912% | 7.301% | 7.275% | 15.62% | 8.372% | 8.939% | 16.28% | 5.642% | 26.9% | 35.51% | 28.93% | 14.18% | 43.91% | 29.26% | 29.43% | 30.17% | 35.73% | 28.65% | 43.5% | 37.56% | 35.07% | 40.89% | 49.96% | 34.93% | 29.22% | 45.81% | 45.78% | 53.03% | 59.93% | 29.38% | 8.209% | 21.19% | 16.15% | 11.34% | 17.07% | 20.26% | 19.48% | 10.56% | 50.51% | 20.59% | 18.04% | 30.18% | 23.69% | 17.28% | 45.11% | 29.2% |  | 14.15% |  |  | 13.67% | 10.13% | 11.11% | 148.2% |  |  | 8.706% | 9.026% | 13.09% | 14.31% | 22.76% | 9.309% | 7.923% | 8.937% | 8.122% | 36.66% | 46.96% | 8.239% | 11.2% | 20.16% | 16.12% | 5.335% | 24.7% | 36.45% | 19.68% | 17.69% | 14.47% | 59.35% | 25.16% | 43.67% | 15.52% | 14.95% | 15.7% | 20.41% | 23.7% | 1.703% | 44.68% | 26.76% | 21.18% | 52.46% | 19.79% | 15.78% | 21.92% | 29.53% | 21.09% | 26.24% | 16.27% | 16.35% | 15.42% | 16.73% | 19.03% | 15.24% | 16.51% | 14.65% | 15.02% | 16.27% | 17.58% | 19.94% | 48.81% | 19.65% | 19.55% | 15.49% | 15.27% | 14.93% | 14.46% | 16.45% | 14.21% | 16.17% | 15.58% | 62.73% | 20.81% | 15.93% | 21.15% | 14.25% | 26% | 16.02% | 13.98% | 13.93% | 16.9% | 15.18% | 13.92% | 14.57% | 15.45% | 17.66% | 17.78% | 15.47% | 23.19% | 27.55% | 17.59% | 16.36% | 19.54% | 16.99% | 16.84% | 31.09% | 16.81% | 13.32% | 21.09% | 15.65% | 16.03% | 29.88% | 29.1% | 22.68% | 40.43% | 17.4% | 25.79% | 13.03% | 24.36% | 26.27% | 23.1% | 26.83% | 40.53% | 96.74% | 50.8% | 91.09% | 22.7% | 21.71% | 19.19% | 18.95% | 26.65% | 18.03% | 16.82% | 17.64% | 23.17% | 17.16% | 24.65% | 49.73% | 37.6% | 16.44% | 17.82% | 33.18% | 21.14% | 16% | 14.31% | 13.8% | 16.97% | 20.31% | 14.85% | 15.69% | 17.04% | 14.47% | 15.08% | 14.98% | 17.17% | 16.6% | 18.72% | 17.62% | 15.64% | 17.42% | 15.34% | 17.25% | 17.56% | 20.01% | 16.06% | 12.13% | 18.23% | 20.19% | 18.49% | 20.1% | 16.63% | 16.11% | 13.14% | 14.32% | 18.15% | 13.58% | 17.22% | 16.07% | 15.37% | 16.08% | 16.05% | 19.01% | 15% | 18.41% | 16.21% | 18.25% | 16.47% | 16.19% | 17.85% | 20.02% | 19.75% | 19.42% | 14.59% | 18.41% | 32.36% | 17.02% | 16.49% | 26.93% | 17.6% | 14.92% | 16.98% | 16.76% | 19.46% | 18.65% | 17.51% | 18.24% | 21.09% | 26.59% | 18.93% | 19.54% | 17.54% | 25.36% | 24.78% | 20.51% | 17.1% | 23.65% | 26.63% | 17.65% | 18.95% | 21.19% | 18.37% | 16.65% | 13.59% | 14.63% | 22.76% | 19.88% | 35.59% | 16.62% | 15.61% | 22.76% | 23.18% | 14.88% | 14.92% | 17.9% | 15.87% | 15.73% | 24.56% | 33.56% | 16.16% | 15.79% | 16.83% | 19.53% | 15.46% | 13.52% | 14.73% | 15.92% | 31.2% | 14.71% | 14.04% | 14.68% | 14.9% | 21.35% | 13.86% | 17.69% | 16.45% | 15.4% | 40.53% | 37.64% | 38.71% | 37.09% | 19.06% | 30.03% | 17.72% | 16.99% | 12.58% | 14.57% | 14.75% | 17.81% | 18.95% | 13.95% | 14.7% | 15.02% | 19.59% | 19.97% | 21.96% | 17.17% | 113 | 407
CV mean | 10.04% | 6.079% | 13.72% | 22.68% | 13.54% | 41.25% | 29.29% | 66.48% | 18.49% | 37.89% | 38.54% | 35.81% | 43.36% | 18.51% | 12.03% | 14.97% | 25.04% | 8.531% | 18.3% | 10.38% | 5.096% | 4.718% | 7.573% | 18.8% | 29.33% | 9.926% | 7.267% | 6.543% | 6.015% | 5.15% | 4.875% | 5.406% | 6.141% | 5.89% | 5.063% | 4.588% | 6.33% | 4.913% | 5.389% | 4.737% | 5.098% | 5.198% | 8.178% | 10.11% | 6.583% | 7.681% | 22.03% | 39.51% | 258.1% | 11.41% | 56.27% | 5.858% | 8.309% | 15.92% | 8.854% | 16.91% | 6.29% | 22.02% | 7.316% | 51.81% | 13.22% | 15.57% | 11.23% | 9.232% | 5.269% | 6.1% | 52.7% | 14.87% | 69.97% | 9.979% | 21.04% | 8.447% | 26.56% | 6.973% | 10.73% | 24.89% | 16.31% | 8.729% | 38.81% | 56.27% | 33.43% | 18.09% | 10.44% | 10.05% | 26.95% | 22.43% | 32.77% | 40.84% | 21.75% | 8.557% | 4.312% | 18.57% | 9.21% | 26.7% | 23.48% | 22.45% | 28.6% | 17.4% | 23.15% | 13.39% | 18.64% | 16.59% | 19.26% | 23.63% | 19.92% | 9.732% | 10.91% | 10.6% | 12.64% | 13.89% | 21.26% | 27.54% | 27.15% | 17.44% | 24.28% | 30.74% | 25.88% | 15.29% | 19% | 13.7% | 17.48% | 26% | 36.05% | 28.35% | 24.6% | 35.18% | 13.56% | 23.06% | 23.42% | 17.49% | 14.87% | 14.04% | 14.33% | 42.1% | 48.89% | 24.36% | 14.47% | 13.29% | 39.06% | 46.85% | 44.63% | 21.93% | 19.47% | 12.11% | 24.39% | 30.61% | 13.78% | 14.07% | 29.55% | 17.44% | 19.46% | 19.67% | 15.27% | 14.68% | 22.97% | 36.43% | 15.1% | 35.2% | 15.51% | 21.2% | 13.16% | 13.82% | 19.45% | 14.68% | 20.1% | 16.23% | 20.63% | 12.4% | 30.37% | 15.77% | 31.75% | 46.99% | 56.47% | 63.02% | 7.962% | 7.059% | 6.811% | 7.191% | 6.842% | 6.782% | 6.764% | 7.358% | 6.387% | 19.8% | 37.21% | 25.23% | 26.12% | 21.06% | 88.82% | 16.02% | 7.298% | 62.51% | 7.092% | 6.431% | 7.473% | 8.907% | 8.049% | 8.047% | 7.213% | 6.975% | 29.43% | 7.673% | 7.638% | 6.55% | 6.594% | 7.126% | 10.82% | 6.116% | 29.8% | 6.887% | 6.644% | 6.944% | 6.591% | 11.2% | 10.12% | 6.365% | 7.4% | 6.675% | 8.34% | 8.979% | 8.559% | 8.155% | 7.442% | 10.77% | 11.24% | 45.83% | 14.44% | 9.716% | 9.443% | 7.313% | 7.009% | 6.547% | 7.748% | 13.18% | 7.626% | 6.143% | 6.43% | 6.527% | 6.696% | 8.375% | 43.35% | 13.72% | 8.852% | 6.371% | 6.952% | 6.936% | 8.762% | 8.89% | 14.2% | 7.309% | 6.505% | 6.872% | 11.79% | 8.401% | 8.911% | 9.614% | 5.89% | 14.46% | 14.55% | 10.4% | 8.098% | 23.87% | 11.95% | 13.89% | 24.16% | 19.92% | 17.65% | 13.65% | 43.59% | 31.05% | 15.98% | 28.33% | 16.59% | 33.55% | 25.7% | 24.35% | 21.29% | 24.1% | 21.62% | 9.113% | 14.3% | 19.36% | 12.54% | 10.27% | 8.887% | 10.16% | 10.06% | 22.51% | 21.67% | 21.39% | 30.25% | 18.34% | 15.95% | 19% | 15.24% | 80.89% | 13.76% | 9.203% | 8.06% | 9.864% | 6.578% | 8.934% | 144.3% | 17.42% | 19.03% | 7.49% | 7.562% | 7.756% | 8.581% | 8.901% | 7.319% | 6.657% | 7.184% | 7.097% | 14.29% | 56.2% | 7.551% | 7.857% | 11.78% | 13.11% | 5.042% | 23.29% | 22.09% | 17.52% | 15.52% | 13.92% | 31.05% | 23.84% | 20.63% | 11.95% | 11.42% | 12.9% | 20.86% | 20.26% | 25.85% | 42.71% | 23.98% | 25.9% | 37.02% | 21.74% | 16.51% | 13.47% | 22.85% | 17.66% | 19.69% | 13.44% | 12.24% | 11.61% | 15.88% | 21.19% | 14.67% | 14.94% | 12.13% | 12.09% | 12.24% | 13.72% | 17.83% | 53.32% | 18.72% | 17.83% | 13.56% | 12.02% | 11.04% | 12.75% | 15.29% | 12.78% | 14.6% | 14.6% | 32.06% | 25.07% | 23.62% | 21.93% | 21.01% | 20.82% | 18.53% | 12.36% | 13.21% | 15.69% | 14.39% | 11.99% | 11.62% | 12.72% | 13.45% | 18.45% | 15.52% | 25.46% | 28.25% | 16.62% | 16.52% | 20.01% | 13.23% | 14.58% | 17.24% | 15.04% | 13.83% | 22.09% | 14.69% | 17.89% | 34.78% | 26.38% | 21.54% | 40.45% | 21.35% | 32.77% | 17.4% | 22.55% | 27.22% | 24.45% | 22.27% | 25.59% | 39.05% | 33.22% | 60.62% | 20.99% | 19.82% | 15.99% | 15.17% | 20.71% | 14.2% | 13.03% | 14.73% | 17.44% | 14.79% | 23.14% | 24.44% | 21.23% | 17.45% | 17.61% | 16.4% | 14.29% | 12.6% | 11.6% | 11.69% | 13.38% | 16.21% | 13.24% | 13.31% | 15.99% | 12.44% | 12.18% | 12.21% | 13.74% | 17.65% | 15.99% | 14.1% | 12.92% | 13.25% | 12.46% | 13.33% | 11.95% | 15.66% | 13.63% | 11.72% | 17.79% | 20.52% | 15.06% | 15.05% | 19% | 12.84% | 11.55% | 12.76% | 15.37% | 12.38% | 14% | 13.33% | 12.18% | 11.99% | 12.51% | 16.77% | 12.27% | 18.67% | 17.62% | 16.7% | 13.13% | 12.78% | 13.92% | 18.33% | 19.76% | 15.17% | 13.5% | 16.91% | 21.01% | 14.67% | 12.73% | 24.21% | 17.61% | 11.78% | 12.34% | 14.74% | 19.51% | 15.79% | 13.54% | 13.98% | 18.32% | 28.16% | 21.61% | 15.24% | 15.83% | 28.57% | 19.84% | 17.72% | 19.27% | 20.4% | 22.93% | 17.27% | 16.18% | 19.73% | 23.5% | 20.67% | 15.27% | 13.34% | 21.98% | 31.32% | 26.56% | 19.78% | 15.23% | 20.63% | 20.32% | 13.52% | 13.45% | 18.31% | 15.61% | 22.52% | 26.88% | 18.81% | 14.36% | 14.38% | 19.24% | 19.29% | 14.47% | 11.89% | 12.79% | 15.42% | 29.83% | 12.94% | 12.53% | 14.61% | 24.73% | 18.79% | 16.17% | 17.1% | 15.13% | 14.82% | 38.3% | 29.14% | 40.51% | 31.81% | 24.54% | 28.68% | 20.65% | 16.05% | 13.54% | 12% | 13.33% | 17.7% | 13.4% | 13.14% | 12.98% | 12.8% | 17.38% | 20.27% | 18.46% | 14.34% | 122 | 467
CV median | 10.14% | 5.181% | 13.05% | 21.04% | 13.16% | 41.14% | 27.52% | 53.01% | 19.22% | 36.81% | 29.23% | 28.48% | 39.24% | 19.9% | 11.82% | 14.84% | 20.89% | 8.112% | 13.21% | 10.62% | 4.658% | 4.615% | 7.526% | 21.31% | 31.89% | 9.826% | 7.29% | 6.645% | 5.733% | 5.071% | 4.853% | 5.187% | 5.994% | 5.642% | 5.169% | 4.437% | 6.138% | 4.664% | 5.268% | 4.793% | 4.632% | 5.012% | 8.07% | 8.009% | 6.179% | 7.695% | 24.07% | 44.13% | 293.9% | 12.35% | 26.85% | 5.449% | 6.484% | 15.53% | 8.921% | 16.91% | 5.728% | 22.29% | 6.506% | 49.76% | 9.705% | 13.84% | 10.62% | 8.813% | 5.117% | 6.035% | 29.85% | 13.82% | 74.34% | 7.617% | 9.71% | 7.689% | 19.54% | 5.731% | 8.378% | 13.1% | 11.07% | 7.496% | 21.96% | 36.94% | 24.15% | 17.73% | 9.041% | 11.41% | 17.65% | 18.65% | 26.49% | 38.18% | 24.72% | 8.121% | 4.475% | 16.21% | 9.967% | 28.17% | 18.32% | 13.82% | 23.31% | 11.32% | 24.66% | 8.845% | 15.32% | 16.5% | 21.13% | 23.3% | 19.27% | 9.177% | 9.93% | 10.24% | 10.88% | 12.01% | 20.93% | 25.28% | 27.23% | 13.18% | 20% | 28.87% | 25.06% | 13.86% | 17.03% | 12.35% | 14.23% | 25.22% | 31.47% | 28.14% | 21.8% | 28.18% | 11.75% | 22.47% | 22.58% | 16.12% | 14.09% | 12.59% | 13.12% | 41.59% | 52.52% | 16.28% | 13.08% | 12.76% | 43.19% | 43.06% | 52.54% | 19.73% | 18.88% | 10.63% | 17.9% | 25.26% | 12.72% | 13.8% | 28.34% | 17.83% | 18.36% | 19.81% | 14.3% | 13.89% | 23.77% | 30.82% | 15.21% | 30.43% | 14.41% | 19.13% | 12.53% | 12.38% | 19.35% | 12.27% | 21.64% | 14.54% | 17.14% | 12.15% | 26.25% | 16.52% | 31.35% | 45.01% | 56.32% | 46.96% | 6.23% | 7.133% | 6.844% | 7.21% | 6.987% | 6.773% | 6.832% | 7.143% | 6.231% | 18.28% | 36.2% | 23.37% | 26.72% | 20.07% | 90.14% | 7.856% | 6.843% | 63.27% | 7.398% | 6.642% | 7.496% | 6.297% | 7.84% | 7.623% | 7.178% | 6.85% | 26.24% | 7.462% | 7.637% | 6.866% | 6.98% | 7.1% | 10.36% | 6.072% | 28.59% | 6.933% | 6.895% | 7.3% | 7.082% | 10.72% | 10.06% | 6.402% | 7.509% | 6.946% | 7.46% | 8.657% | 7.847% | 7.545% | 7.532% | 10.88% | 11.76% | 46.17% | 13.29% | 7.546% | 8.492% | 7.198% | 7.266% | 6.551% | 7.33% | 11.42% | 7.757% | 6.276% | 6.777% | 6.648% | 7.073% | 8.618% | 48.66% | 13.27% | 9.443% | 6.541% | 7.314% | 7.377% | 7.776% | 9.148% | 14.93% | 7.229% | 6.945% | 6.881% | 11.96% | 8.346% | 9.3% | 8.977% | 5.891% | 13.75% | 11% | 7.006% | 7.305% | 20.72% | 7.658% | 10.98% | 23.63% | 18.1% | 16.65% | 8.932% | 45.23% | 32.27% | 11.12% | 24.47% | 12.73% | 30.47% | 22.12% | 17.48% | 15.05% | 18.96% | 20.58% | 8.733% | 14.1% | 17.19% | 13.07% | 9.687% | 8.088% | 9.368% | 10.06% | 19.4% | 20.86% | 21.75% | 29.39% | 15.75% | 14.87% | 15.13% | 13.16% | 58.04% | 6.705% | 8.922% | 7.661% | 9.354% | 6.529% | 9.068% | 141.3% | 12.48% | 16.82% | 7.656% | 7.991% | 7.785% | 7.734% | 7.407% | 7.287% | 7.219% | 7.593% | 7.101% | 10.18% | 49.46% | 7.557% | 7.917% | 10.58% | 13.26% | 5.238% | 23.1% | 17.56% | 14.52% | 13.82% | 10.83% | 28.02% | 24.08% | 18.95% | 11.61% | 10.57% | 12.85% | 20.85% | 22.02% | 19.19% | 27.25% | 23.76% | 17.68% | 41.63% | 14.92% | 13.79% | 12.59% | 18.11% | 15.59% | 17.72% | 12.22% | 12.19% | 11.07% | 16.29% | 19.1% | 14.15% | 14.5% | 11.24% | 10.93% | 10.89% | 12.71% | 17.52% | 52.12% | 18.41% | 17.08% | 12.89% | 11.41% | 10.12% | 12.21% | 15.05% | 12.1% | 14.74% | 15.44% | 33.64% | 23.13% | 19.44% | 22.04% | 20.17% | 18.68% | 14.13% | 11.24% | 11.64% | 13.75% | 13.64% | 11.86% | 10.95% | 12.43% | 12.38% | 17.97% | 15.74% | 23.46% | 27.05% | 15.79% | 16.13% | 18.55% | 12.77% | 15.65% | 13.24% | 13.86% | 12.33% | 21.67% | 14.06% | 14.75% | 34.39% | 27.24% | 22.08% | 38.85% | 21.15% | 32.21% | 16.84% | 19.7% | 26.57% | 24.41% | 20.68% | 22.58% | 31.73% | 25.75% | 68.49% | 16.58% | 18.28% | 14.42% | 14.69% | 18.62% | 13.04% | 11.44% | 13.73% | 18.06% | 15.71% | 22.04% | 20.23% | 19.54% | 14.07% | 12.31% | 14.02% | 11.76% | 11.31% | 11.49% | 10.16% | 12.89% | 15.44% | 13.1% | 12.43% | 14.58% | 11.63% | 11.41% | 11.23% | 13.12% | 16.8% | 16.61% | 13.59% | 12.18% | 12.04% | 11.42% | 11.81% | 10.45% | 14.48% | 13.39% | 11.23% | 16.77% | 18.91% | 14.12% | 13.8% | 14.48% | 12.76% | 11.59% | 12.6% | 13.9% | 11.61% | 11.93% | 12.44% | 11.37% | 10.73% | 11.64% | 16.91% | 12.82% | 18.14% | 16.89% | 16.35% | 12.07% | 11.42% | 13.08% | 17.64% | 18.58% | 15.31% | 13.78% | 16.87% | 20.63% | 15.59% | 12.97% | 22.81% | 16.65% | 11.28% | 11.28% | 14.68% | 18.88% | 15.08% | 11.83% | 13.56% | 18.59% | 26.44% | 20.49% | 14.66% | 16.14% | 23.89% | 17.63% | 17.35% | 18.25% | 19.83% | 22.01% | 16.43% | 15.95% | 19.79% | 19.18% | 18.78% | 14.32% | 14.38% | 22.27% | 29% | 24.04% | 17.13% | 14.18% | 19.07% | 18.74% | 14.17% | 14.07% | 17.24% | 16.05% | 21.15% | 25.79% | 16.31% | 13.48% | 14.64% | 19.26% | 19.37% | 14.85% | 11.43% | 12.14% | 15.42% | 31.01% | 12.62% | 12.06% | 14.72% | 22.3% | 18.12% | 15.81% | 16.64% | 14.73% | 15.44% | 37.71% | 28.34% | 44.3% | 32.54% | 21.9% | 27.16% | 17.9% | 16.42% | 12.87% | 11.84% | 13.09% | 17.68% | 13.46% | 12.77% | 12.77% | 12.54% | 17.36% | 21.11% |  |  | 136 | 483

## Table S7
Supplementary Table 7: Effects of QC2 normalization on reproducibility of measurements (CV).
Metabolite class | #metabolites kit | #normalizable metabolites | #metabolites (normalizable) cv<25% before normalization | #metabolites (normalizable) cv<25% after normalization | %metabolites cv<25% before normalization | %metabolites cv<25% after normalization | Mean CV for NIST | Mean CV (all sample types)
Acylcarnitines | 40 | 19 | 8 | 11 | 42.1053 | 57.8947 | 0.20765 | 0.24779
Aminoacids & Amines | 60 | 52 | 36 | 45 | 69.2308 | 86.5385 | 0.18129 | 0.17277
Bile Acids | 14 | 14 | 3 | 9 | 21.4286 | 64.2857 | 0.13564 | 0.24992
Ceramides | 71 | 66 | 3 | 54 | 4.5455 | 81.8182 | 0.1851 | 0.19553
Cholesterol Esters | 22 | 22 | 0 | 13 | 0 | 59.0909 | 0.2346 | 0.26637
Diacylglycerols | 45 | 18 | 0 | 14 | 0 | 77.7778 | 0.21448 | 0.20491
Fatty Acids | 12 | 8 | 0 | 3 | 0 | 37.5 | 0.27699 | 0.34676
Glycerophospholipids | 90 | 87 | 50 | 78 | 57.4713 | 89.6552 | 0.11991 | 0.12245
Others | 21 | 21 | 5 | 17 | 23.8095 | 80.9524 | 0.24029 | 0.23765
Sphingolipids | 15 | 15 | 10 | 14 | 66.6667 | 93.3333 | 0.1176 | 0.11956
Triacylglycerols | 244 | 239 | 18 | 209 | 7.5314 | 87.4477 | 0.17583 | 0.18356

## Table S8
Supplementary Table 8: Correlation of rank of mean concentration and rank of CV of metabolites.
Sample type | r (Spearman) | p-value
lipaemic | -0.21587 | 2.6e−07
plasma male 1 | -0.64024 | <2.2e-16
plasma male 2 | -0.56712 | <2.2e-16
plasma male 3 | -0.59851 | <2.2e-16
plasma female 1 | -0.60026 | <2.2e-16
plasma female 2 | -0.46296 | <2.2e-16
plasma female 3 | -0.56103 | <2.2e-16
serum male 2 | -0.44194 | <2.2e-16
serum female 3 | -0.55524 | <2.2e-16
NIST | -0.39764 | <2.2e-16
rat pool plasma | -0.51296 | <2.2e-16
mouse pool plasma | -0.50368 | <2.2e-16

## Table S9
Supplementary Table 9: Comparison of quantifications in the NIST SRM 1950 sample between this study and other studies using MAPE.
Metabolite ID | Metabolite name (matched) | Missingness in NIST (%) | NIST conc (this study; mean across labs) | NIST conc (Liu et al) | NIST conc (Ghorasaini et al) | NIST conc (Certified/Reference) taken from https://tsapps.nist.gov/srmext/certificates/1950.pdf (2023) | MAPE vs Liu et al. (median across labs) | MAPE vs Ghorasaini et al et al. (median across labs) | MAPE vs Certified (median across labs)
Ala | Ala | 0 | 337.8435 |  |  | 300 |  |  | 12.241
Arg | Arg | 0 | 101.5113 |  |  | 81.4 |  |  | 21.01
C0 | C0 | 0 | 32.9671 | 48 |  |  | 28.8945
C2 | C2 | 0 | 5.2165 | 16.5 |  |  | 67.7664
CA | CA | 2.381 | 0.12548 | 0.12 |  |  | 9.1476
CE.14.0. | CE(14:0) | 0 | 10.1464 |  | 17.86 |  |  | 41.9723
CE.14.1. | CE(14:1) | 2.381 | 0.14117 |  | 1.58 |  |  | 90.2341
CE.15.0. | CE(15:0) | 7.1429 | 3.3998 |  | 5 |  |  | 31.5811
CE.16.0. | CE(16:0) | 0 | 126.0354 |  | 317.66 |  |  | 59.7144
CE.16.1. | CE(16:1) | 0 | 55.2391 |  | 126.1 |  |  | 55.6647
CE.17.0. | CE(17:0) | 0 | 3.9062 |  | 6.44 |  |  | 37.892
CE.18.0. | CE(18:0) | 0 | 9.4559 |  | 38.8 |  |  | 76.4576
CE.18.1. | CE(18:1) | 0 | 207.0373 |  | 529.92 |  |  | 61.6872
CE.18.2. | CE(18:2) | 0 | 902.3268 |  | 1526.21 |  |  | 40.7329
CE.18.3. | CE(18:3) | 0 | 45.4313 |  | 59.55 |  |  | 26.4117
CE.20.1. | CE(20:1) | 21.4286 | 1.0437 |  | 0.59 |  |  | 63.7809
CE.20.3. | CE(20:3) | 0 | 16.4924 |  | 31.25 |  |  | 46.0122
CE.20.4. | CE(20:4) | 0 | 177.4023 |  | 267.97 |  |  | 32.3082
CE.20.5. | CE(20:5) | 0 | 29.2132 |  | 20.15 |  |  | 40.898
CE.22.1. | CE(22:1) | 69.0476 | 0.11679 |  | 0.3 |  |  | 64.3132
CE.22.2. | CE(22:2) | 66.6667 | 0.13995 |  | 0.21 |  |  | 45.9163
CE.22.5. | CE(22:5) | 0 | 1.9263 |  | 3.38 |  |  | 43.1303
Cer.d18.0.24.0. | Cer(d18:0/24:0) | 9.5238 | 0.24204 |  | 0.26 |  |  | 15.2102
Cer.d18.0.24.1. | Cer(d18:0/24:1) | 28.5714 | 0.20773 |  | 0.28 |  |  | 28.5714
Cer.d18.1.16.0. | Cer(d18:1/16:0) | 0 | 0.42076 |  | 0.41 |  |  | 8.6263
Cer.d18.1.18.0. | Cer(d18:1/18:0) | 0 | 0.16475 |  | 0.12 |  |  | 30.5656
Cer.d18.1.20.0. | Cer(d18:1/20:0) | 0 | 0.12212 |  | 0.12 |  |  | 16.6697
Cer.d18.1.22.0. | Cer(d18:1/22:0) | 0 | 0.70946 |  | 1.01 |  |  | 30.3608
Cer.d18.1.24.0. | Cer(d18:1/24:0) | 0 | 2.0894 |  | 3.42 |  |  | 38.847
Cer.d18.1.24.1. | Cer(d18:1/24:1) | 0 | 0.94539 |  | 1.18 |  |  | 22.4316
Choline | Choline | 0 | 14.1805 | 19 |  |  | 17.6547
Cit | Cit | 0 | 32.9745 | 18 |  |  | 82.4048
Cortisol | Cortisol | 0 | 0.18606 | 0.45 |  | 0.2315 | 58.3643 |  | 19.0667
Creatinine | Creatinine | 0 | 62.9955 |  |  | 60 |  |  | 7.4135
Cys | Cys | 0 | 45.4119 |  |  | 44.3 |  |  | 7.0115
DG.14.0_18.1. | DG(14:0_18:1) | 92.8571 |  |  | 0.55 |  |  | 42.265
DG.14.0_18.2. | DG(14:0_18:2) | 92.8571 |  |  | 0.32
DG.16.0_16.0. | DG(16:0_16:0) | 100 |  |  | 1.37
DG.16.0_16.1. | DG(16:0_16:1) | 30.9524 | 0.61262 |  | 0.69 |  |  | 21.0136
DG.16.0_18.1. | DG(16:0_18:1) | 0 | 3.6074 |  | 4.79 |  |  | 26.7706
DG.16.0_18.2. | DG(16:0_18:2) | 0 | 2.3778 |  | 2.69 |  |  | 15.8031
DG.16.0_20.4. | DG(16:0_20:4) | 92.8571 |  |  | 0.4
DG.16.1_18.0. | DG(16:1_18:0) | 80.9524 |  |  | 0.18 |  |  | 77.2581
DG.16.1_18.1. | DG(16:1_18:1) | 33.3333 | 1.5812 |  | 1.39 |  |  | 17.2129
DG.16.1_18.2. | DG(16:1_18:2) | 0 | 0.81565 |  | 0.75 |  |  | 14.5944
DG.18.1_18.1. | DG(18:1_18:1) | 0 | 2.6897 |  | 4.84 |  |  | 46.7077
DG.18.1_18.2. | DG(18:1_18:2) | 0 | 7.0329 |  | 5.71 |  |  | 17.474
DG.18.1_20.3. | DG(18:1_20:3) | 54.7619 |  |  | 0.29 |  |  | 70.6591
DG.18.1_20.4. | DG(18:1_20:4) | 88.0952 |  |  | 0.93
DG.18.1_22.5. | DG(18:1_22:5) | 97.619 |  |  | 0.15
DG.18.1_22.6. | DG(18:1_22:6) | 95.2381 |  |  | 0.12
DG.18.2_18.3. | DG(18:2_18:3) | 19.0476 | 0.34227 |  | 0.31 |  |  | 18.4972
DG.18.2_20.4. | DG(18:2_20:4) | 69.0476 | 0.13537 |  | 0.64 |  |  | 78.6918
DHA | DHA | 0 | 2.6821 |  |  | 118 |  |  | 97.7983
EPA | EPA | 2.381 | 0.45116 |  |  | 38.6 |  |  | 98.9357
FA.12.0. | FA(12:0) | 100 |  |  |  | 9.47
FA.14.0. | FA(14:0) | 100 |  |  | 14.94 | 80.1
FA.16.0. | FA(16:0) | 100 |  |  | 223.06 | 2364
FA.18.0. | FA(18:0) | 100 |  |  | 92.28 | 644
FA.18.1. | FA(18:1) | 11.9048 | 188.5681 |  | 158.89 | 136 |  | 22.0848 | 40.7744
FA.18.2. | FA(18:2) | 0 | 44.8598 |  | 84.01 | 2838 |  | 48.2131 | 98.467
FA.20.1. | FA(20:1) | 57.1429 | 1.8521 |  | 3.11 | 11.5 |  | 49.3199 | 86.2943
FA.20.2. | FA(20:2) | 40.4762 | 1.8292 |  | 2.05 | 18.8 |  | 18.1204 | 90.432
FA.20.3. | FA(20:3) | 35.7143 | 0.9264 |  |  | 139 |  |  | 99.4109
Gly | Gly | 0 | 293.817 |  |  | 245 |  |  | 18.6912
H1* | H1 | 0 | 4747.3595 |  |  | 4560 |  |  | 6.222
Hex2Cer.d18.1.16.0. | Hex2Cer(d18:1/16:0) | 0 | 2.5993 |  | 2.53 |  |  | 6.2437
Hex2Cer.d18.1.24.1. | Hex2Cer(d18:1/24:1) | 0 | 0.35886 |  | 0.34 |  |  | 9.4348
HexCer.d18.1.16.0. | HexCer(d18:1/16:0) | 0 | 0.98134 |  | 0.76 |  |  | 28.3337
HexCer.d18.1.18.0. | HexCer(d18:1/18:0) | 0 | 0.17546 |  | 0.1 |  |  | 71.5892
HexCer.d18.1.20.0. | HexCer(d18:1/20:0) | 0 | 0.24548 |  | 0.1 |  |  | 147.447
HexCer.d18.1.22.0. | HexCer(d18:1/22:0) | 0 | 2.6312 |  | 0.68 |  |  | 281.7781
HexCer.d18.1.24.0. | HexCer(d18:1/24:0) | 0 | 1.4267 |  | 0.96 |  |  | 47.1575
HexCer.d18.1.24.1. | HexCer(d18:1/24:1) | 0 | 3.2641 |  | 0.67 |  |  | 392.9397
His | His | 0 | 80.303 |  |  | 72.6 |  |  | 10.2809
Histamine | Histamine | 100 |  | 0.015
Hypoxanthine | Hypoxanthine | 0 | 2.9791 | 4.6 |  |  | 39.5459
Ile | Ile | 0 | 69.2889 |  |  | 55.5 |  |  | 25.3049
Kynurenine | Kynurenine | 0 | 1.5644 | 1.07 |  |  | 46.5522
Leu | Leu | 0 | 114.4354 |  |  | 100.4 |  |  | 13.7166
Lys | Lys | 0 | 156.4754 |  |  | 140 |  |  | 9.9757
Met | Met | 0 | 25.2442 |  |  | 22.3 |  |  | 13.4612
Met.SO | Met-SO | 14.2857 | 0.5821 | 1 |  |  | 43.0581
Orn | Orn | 0 | 79.0268 | 98 |  |  | 18.0117
Phe | Phe | 0 | 57.8408 |  |  | 51 |  |  | 13.8364
Pro | Pro | 0 | 197.7575 |  |  | 177 |  |  | 12.8478
Putrescine | Putrescine | 57.1429 | 0.068085 | 0.16 |  |  | 61.0453
Ser | Ser | 0 | 99.1157 |  |  | 95.9 |  |  | 5.7864
Spermidine | Spermidine | 100 |  | 0.63
TG.14.0_32.2. | TG(14:0_32:2) | 0 | 1.5663 |  | 1.62 |  |  | 10.5113
TG.14.0_34.0. | TG(14:0_34:0) | 0 | 2.5412 |  | 2.39 |  |  | 13.4364
TG.14.0_35.1. | TG(14:0_35:1) | 9.5238 | 0.48726 |  | 0.36 |  |  | 46.5769
TG.14.0_36.1. | TG(14:0_36:1) | 0 | 3.3268 |  | 2.93 |  |  | 14.1131
TG.14.0_38.4. | TG(14:0_38:4) | 0 | 0.50293 |  | 0.47 |  |  | 18.1415
TG.14.0_38.5. | TG(14:0_38:5) | 0 | 0.55772 |  | 0.46 |  |  | 22.8726
TG.16.0_28.1. | TG(16:0_28:1) | 0 | 1.5951 |  | 1.37 |  |  | 23.8546
TG.16.0_30.2. | TG(16:0_30:2) | 0 | 1.9556 |  | 1.95 |  |  | 12.4918
TG.16.0_32.0. | TG(16:0_32:0) | 0 | 20.6923 |  | 20.02 |  |  | 15.5312
TG.16.0_32.1. | TG(16:0_32:1) | 0 | 34.2106 |  | 29.34 |  |  | 20.2978
TG.16.0_32.2. | TG(16:0_32:2) | 0 | 15.4393 |  | 14.34 |  |  | 9.5246
TG.16.0_32.3. | TG(16:0_32:3) | 0 | 2.347 |  | 2.4 |  |  | 9.2549
TG.16.0_34.0. | TG(16:0_34:0) | 0 | 15.8863 |  | 17.84 |  |  | 11.1983
TG.16.0_34.1. | TG(16:0_34:1) | 0 | 111.9704 |  | 116.49 |  |  | 10.6228
TG.16.0_34.2. | TG(16:0_34:2) | 0 | 103.8278 |  | 111.75 |  |  | 10.1161
TG.16.0_34.3. | TG(16:0_34:3) | 0 | 31.071 |  | 32.72 |  |  | 9.3819
TG.16.0_34.4. | TG(16:0_34:4) | 0 | 2.8787 |  | 2.06 |  |  | 37.4094
TG.16.0_35.1. | TG(16:0_35:1) | 0 | 2.8072 |  | 3.3 |  |  | 12.1919
TG.16.0_36.2. | TG(16:0_36:2) | 0 | 175.1857 |  | 198.35 |  |  | 12.7683
TG.16.0_36.3. | TG(16:0_36:3) | 0 | 190.2761 |  | 212.45 |  |  | 11.4907
TG.16.0_36.4. | TG(16:0_36:4) | 0 | 69.7316 |  | 79.15 |  |  | 13.0117
TG.16.0_36.5. | TG(16:0_36:5) | 0 | 8.238 |  | 9.36 |  |  | 14.4837
TG.16.0_36.6. | TG(16:0_36:6) | 0 | 0.71638 |  | 0.72 |  |  | 12.1996
TG.16.0_37.3. | TG(16:0_37:3) | 0 | 0.55741 |  | 1 |  |  | 59.237
TG.16.0_38.1. | TG(16:0_38:1) | 0 | 0.57794 |  | 0.82 |  |  | 27.5236
TG.16.0_38.2. | TG(16:0_38:2) | 0 | 2.0024 |  | 2.82 |  |  | 28.8682
TG.16.0_38.4. | TG(16:0_38:4) | 0 | 4.9349 |  | 6.28 |  |  | 23.5399
TG.16.0_38.5. | TG(16:0_38:5) | 0 | 5.5357 |  | 6.64 |  |  | 18.422
TG.16.0_38.6. | TG(16:0_38:6) | 0 | 2.9493 |  | 3.52 |  |  | 18.0806
TG.16.0_40.6. | TG(16:0_40:6) | 0 | 2.7497 |  | 3.21 |  |  | 15.9222
TG.16.1_28.0. | TG(16:1_28:0) | 9.5238 | 0.63456 |  | 0.44 |  |  | 45.0901
TG.16.1_30.1. | TG(16:1_30:1) | 11.9048 | 1.5212 |  | 1.41 |  |  | 20.4781
TG.16.1_32.0. | TG(16:1_32:0) | 0 | 8.6315 |  | 7.58 |  |  | 24.759
TG.16.1_32.2. | TG(16:1_32:2) | 0 | 3.0214 |  | 3.03 |  |  | 9.1356
TG.16.1_34.0. | TG(16:1_34:0) | 0 | 6.2325 |  | 6.02 |  |  | 9.7091
TG.16.1_34.1. | TG(16:1_34:1) | 0 | 46.2117 |  | 43.62 |  |  | 9.6135
TG.16.1_34.3. | TG(16:1_34:3) | 0 | 5.9265 |  | 4.15 |  |  | 43.1567
TG.16.1_36.1. | TG(16:1_36:1) | 0 | 5.2531 |  | 5.82 |  |  | 13.2335
TG.16.1_36.2. | TG(16:1_36:2) | 0 | 23.9787 |  | 27.99 |  |  | 15.8919
TG.16.1_36.4. | TG(16:1_36:4) | 0 | 8.8984 |  | 9.76 |  |  | 11.511
TG.16.1_38.3. | TG(16:1_38:3) | 0 | 0.66112 |  | 0.71 |  |  | 18.5071
TG.16.1_38.4. | TG(16:1_38:4) | 0 | 0.95519 |  | 1.09 |  |  | 16.2226
TG.16.1_38.5. | TG(16:1_38:5) | 0 | 1.0927 |  | 1.11 |  |  | 14.4088
TG.17.0_32.1. | TG(17:0_32:1) | 7.1429 | 0.7494 |  | 0.69 |  |  | 14.9825
TG.17.0_34.2. | TG(17:0_34:2) | 0 | 2.1406 |  | 2.29 |  |  | 11.3997
TG.17.0_34.3. | TG(17:0_34:3) | 0 | 0.61571 |  | 0.56 |  |  | 14.3106
TG.17.0_36.3. | TG(17:0_36:3) | 0 | 2.8633 |  | 3.53 |  |  | 20.1494
TG.17.0_36.4. | TG(17:0_36:4) | 0 | 1.1859 |  | 1.35 |  |  | 14.5887
TG.18.0_30.1. | TG(18:0_30:1) | 0 | 0.96184 |  | 1.03 |  |  | 16.3028
TG.18.0_32.0. | TG(18:0_32:0) | 0 | 4.2665 |  | 6.71 |  |  | 32.8773
TG.18.0_32.1. | TG(18:0_32:1) | 0 | 4.7764 |  | 6.78 |  |  | 28.1733
TG.18.0_32.2. | TG(18:0_32:2) | 0 | 1.8067 |  | 2.14 |  |  | 16.1623
TG.18.0_34.2. | TG(18:0_34:2) | 0 | 11.5732 |  | 20.02 |  |  | 42.3865
TG.18.0_34.3. | TG(18:0_34:3) | 0 | 2.3484 |  | 3.82 |  |  | 38.8247
TG.18.0_36.1. | TG(18:0_36:1) | 0 | 3.0178 |  | 5.93 |  |  | 46.7671
TG.18.0_36.2. | TG(18:0_36:2) | 0 | 13.6687 |  | 21.58 |  |  | 35.2134
TG.18.0_36.3. | TG(18:0_36:3) | 0 | 14.4135 |  | 22.95 |  |  | 36.1333
TG.18.0_36.4. | TG(18:0_36:4) | 0 | 6.9202 |  | 9.34 |  |  | 23.4193
TG.18.0_36.5. | TG(18:0_36:5) | 2.381 | 0.96942 |  | 1.28 |  |  | 26.0146
TG.18.0_38.6. | TG(18:0_38:6) | 7.1429 | 0.97985 |  | 1.14 |  |  | 21.7616
TG.18.0_38.7. | TG(18:0_38:7) | 2.381 | 0.27773 |  | 0.2 |  |  | 41.9636
TG.18.1_28.1. | TG(18:1_28:1) | 0 | 1.6431 |  | 1.52 |  |  | 10.7983
TG.18.1_30.0. | TG(18:1_30:0) | 0 | 19.6102 |  | 16.98 |  |  | 17.0286
TG.18.1_30.1. | TG(18:1_30:1) | 0 | 10.7842 |  | 9.85 |  |  | 11.2614
TG.18.1_30.2. | TG(18:1_30:2) | 0 | 2.432 |  | 2.36 |  |  | 13.588
TG.18.1_31.0. | TG(18:1_31:0) | 14.2857 | 2.5104 |  | 2.55 |  |  | 10.303
TG.18.1_32.1. | TG(18:1_32:1) | 0 | 77.0787 |  | 76.6 |  |  | 7.667
TG.18.1_32.2. | TG(18:1_32:2) | 0 | 19.7441 |  | 21.31 |  |  | 10.0558
TG.18.1_32.3. | TG(18:1_32:3) | 0 | 2.2268 |  | 1.73 |  |  | 31.9145
TG.18.1_33.1. | TG(18:1_33:1) | 0 | 7.3362 |  | 7.77 |  |  | 10.6262
TG.18.1_34.1. | TG(18:1_34:1) | 0 | 300.9767 |  | 335.57 |  |  | 11.4604
TG.18.1_34.2. | TG(18:1_34:2) | 0 | 205.8429 |  | 235.75 |  |  | 15.1248
TG.18.1_34.3. | TG(18:1_34:3) | 0 | 33.5709 |  | 37.16 |  |  | 10.7417
TG.18.1_34.4. | TG(18:1_34:4) | 0 | 3.1851 |  | 3.43 |  |  | 12.789
TG.18.1_36.0. | TG(18:1_36:0) | 0 | 3.2527 |  | 5 |  |  | 34.559
TG.18.1_36.1. | TG(18:1_36:1) | 0 | 30.5436 |  | 40.73 |  |  | 24.1021
TG.18.1_36.2. | TG(18:1_36:2) | 0 | 95.4181 |  | 136.32 |  |  | 30.2981
TG.18.1_36.3. | TG(18:1_36:3) | 0 | 95.5657 |  | 114.7 |  |  | 16.8078
TG.18.1_36.4. | TG(18:1_36:4) | 0 | 33.3601 |  | 41.95 |  |  | 21.5021
TG.18.1_36.5. | TG(18:1_36:5) | 2.381 | 5.9125 |  | 7.08 |  |  | 16.5879
TG.18.1_36.6. | TG(18:1_36:6) | 7.1429 | 0.66123 |  | 0.67 |  |  | 14.7701
TG.18.1_38.5. | TG(18:1_38:5) | 0 | 5.4207 |  | 5.88 |  |  | 15.0836
TG.18.1_38.6. | TG(18:1_38:6) | 0 | 2.5598 |  | 2.86 |  |  | 13.1357
TG.18.1_38.7. | TG(18:1_38:7) | 0 | 0.66949 |  | 0.59 |  |  | 17.9673
TG.18.2_30.1. | TG(18:2_30:1) | 0 | 5.0669 |  | 4.9 |  |  | 8.7224
TG.18.2_32.1. | TG(18:2_32:1) | 0 | 37.7271 |  | 41.4 |  |  | 11.7463
TG.18.2_32.2. | TG(18:2_32:2) | 0 | 10.0472 |  | 7.55 |  |  | 35.588
TG.18.2_33.2. | TG(18:2_33:2) | 0 | 1.5403 |  | 1.71 |  |  | 13.0807
TG.18.2_34.1. | TG(18:2_34:1) | 0 | 172.5518 |  | 199.79 |  |  | 14.7203
TG.18.2_34.2. | TG(18:2_34:2) | 0 | 113.4366 |  | 129.06 |  |  | 14.417
TG.18.2_34.3. | TG(18:2_34:3) | 0 | 17.1551 |  | 19.36 |  |  | 13.9775
TG.18.2_34.4. | TG(18:2_34:4) | 0 | 1.6816 |  | 1.73 |  |  | 12.0916
TG.18.2_36.2. | TG(18:2_36:2) | 0 | 54.1561 |  | 68.17 |  |  | 21.1351
TG.18.2_36.3. | TG(18:2_36:3) | 0 | 45.5148 |  | 54.23 |  |  | 16.4873
TG.18.2_36.4. | TG(18:2_36:4) | 0 | 18.4821 |  | 21.39 |  |  | 15.8091
TG.18.2_36.5. | TG(18:2_36:5) | 0 | 3.4654 |  | 4.01 |  |  | 16.4735
TG.18.2_38.6. | TG(18:2_38:6) | 0 | 3.092 |  | 1.66 |  |  | 19.9496
TG.18.3_33.2. | TG(18:3_33:2) | 2.381 | 1.4001 |  | 0.17 |  |  | 53.2043
TG.18.3_34.0. | TG(18:3_34:0) | 0 | 0.078807 |  | 2.57 |  |  | 12.5648
TG.18.3_34.1. | TG(18:3_34:1) | 0 | 2.3558 |  | 18.73 |  |  | 9.4364
TG.18.3_34.2. | TG(18:3_34:2) | 0 | 18.1075 |  | 12.28 |  |  | 13.4454
TG.18.3_34.3. | TG(18:3_34:3) | 0 | 11.2753 |  | 1.89 |  |  | 11.672
TG.18.3_36.1. | TG(18:3_36:1) | 0 | 1.8225 |  | 2.29 |  |  | 14.1114
TG.18.3_36.2. | TG(18:3_36:2) | 0 | 6.8634 |  | 8.42 |  |  | 17.7641
TG.18.3_36.3. | TG(18:3_36:3) | 0 | 6.2863 |  | 7.19 |  |  | 15.5585
TG.18.3_36.4. | TG(18:3_36:4) | 0 | 2.3285 |  | 2.87 |  |  | 23.3896
TG.18.3_38.5. | TG(18:3_38:5) | 0 | 0.46027 |  | 0.48 |  |  | 24.4865
TG.18.3_38.6. | TG(18:3_38:6) | 7.1429 | 0.27751 |  | 0.24 |  |  | 23.9845
TG.20.0_32.3. | TG(20:0_32:3) | 0 | 0.49344 |  | 0.45 |  |  | 12.1039
TG.20.0_34.1. | TG(20:0_34:1) | 11.9048 | 0.79669 |  | 0.85 |  |  | 20.886
TG.20.1_32.1. | TG(20:1_32:1) | 7.1429 | 0.62401 |  | 0.68 |  |  | 15.3332
TG.20.1_32.2. | TG(20:1_32:2) | 4.7619 | 0.40217 |  | 0.29 |  |  | 33.0556
TG.20.1_34.0. | TG(20:1_34:0) | 7.1429 | 0.32275 |  | 0.35 |  |  | 20.416
TG.20.1_34.2. | TG(20:1_34:2) | 0 | 1.4118 |  | 1.89 |  |  | 24.0721
TG.20.1_34.3. | TG(20:1_34:3) | 2.381 | 0.30023 |  | 0.36 |  |  | 17.7673
TG.20.2_32.1. | TG(20:2_32:1) | 0 | 0.99048 |  | 0.98 |  |  | 12.0808
TG.20.2_34.1. | TG(20:2_34:1) | 0 | 2.5053 |  | 3.12 |  |  | 21.4073
TG.20.2_34.2. | TG(20:2_34:2) | 0 | 1.8643 |  | 2.28 |  |  | 18.3214
TG.20.2_34.3. | TG(20:2_34:3) | 0 | 0.44908 |  | 0.43 |  |  | 14.3195
TG.20.3_32.0. | TG(20:3_32:0) | 0 | 1.2759 |  | 1.48 |  |  | 17.8129
TG.20.3_32.1. | TG(20:3_32:1) | 0 | 1.4077 |  | 1.7 |  |  | 16.711
TG.20.3_32.2. | TG(20:3_32:2) | 0 | 0.51755 |  | 0.42 |  |  | 28.5828
TG.20.3_34.0. | TG(20:3_34:0) | 0 | 0.7196 |  | 0.82 |  |  | 15.7097
TG.20.3_34.1. | TG(20:3_34:1) | 0 | 4.8763 |  | 5.94 |  |  | 20.4354
TG.20.3_34.2. | TG(20:3_34:2) | 0 | 3.6241 |  | 4.4 |  |  | 19.7172
TG.20.3_34.3. | TG(20:3_34:3) | 0 | 0.69981 |  | 0.75 |  |  | 17.9199
TG.20.3_36.3. | TG(20:3_36:3) | 0 | 1.6335 |  | 1.99 |  |  | 20.0715
TG.20.3_36.4. | TG(20:3_36:4) | 0 | 0.75438 |  | 0.82 |  |  | 18.6166
TG.20.4_33.2. | TG(20:4_33:2) | 2.381 | 0.20768 |  | 0.16 |  |  | 32.1225
TG.20.4_34.0. | TG(20:4_34:0) | 0 | 1.8698 |  | 2.28 |  |  | 23.3675
TG.20.4_34.1. | TG(20:4_34:1) | 0 | 12.93 |  | 14.04 |  |  | 11.4919
TG.20.4_34.2. | TG(20:4_34:2) | 0 | 9.7438 |  | 11.01 |  |  | 13.4433
TG.20.4_34.3. | TG(20:4_34:3) | 0 | 1.5808 |  | 1.72 |  |  | 16.8205
TG.20.4_36.2. | TG(20:4_36:2) | 0 | 7.3665 |  | 8.45 |  |  | 16.6792
TG.20.4_36.3. | TG(20:4_36:3) | 0 | 5.4665 |  | 6.12 |  |  | 13.5811
TG.20.4_36.4. | TG(20:4_36:4) | 0 | 2.2643 |  | 2.77 |  |  | 19.385
TG.20.4_36.5. | TG(20:4_36:5) | 0 | 0.54367 |  | 0.54 |  |  | 16.4236
TG.20.5_34.1. | TG(20:5_34:1) | 0 | 1.9166 |  | 1.93 |  |  | 10.761
TG.20.5_36.3. | TG(20:5_36:3) | 0 | 0.80213 |  | 0.84 |  |  | 15.5972
TG.22.4_32.0. | TG(22:4_32:0) | 0 | 0.46419 |  | 0.51 |  |  | 20.5614
TG.22.4_34.2. | TG(22:4_34:2) | 0 | 1.2732 |  | 1.52 |  |  | 19.7986
TG.22.5_32.0. | TG(22:5_32:0) | 0 | 0.9172 |  | 1.09 |  |  | 17.2808
TG.22.5_32.1. | TG(22:5_32:1) | 0 | 0.92432 |  | 1.07 |  |  | 12.894
TG.22.5_34.2. | TG(22:5_34:2) | 0 | 2.998 |  | 3.38 |  |  | 15.9688
TG.22.5_34.3. | TG(22:5_34:3) | 0 | 0.47144 |  | 0.51 |  |  | 17.8081
TG.22.6_32.0. | TG(22:6_32:0) | 7.1429 | 0.95248 |  | 1.08 |  |  | 12.7146
TG.22.6_34.1. | TG(22:6_34:1) | 0 | 3.6512 |  | 4.6 |  |  | 20.58
TG.22.6_34.2. | TG(22:6_34:2) | 0 | 2.6753 |  | 3.35 |  |  | 20.3395
Thr | Thr | 0 | 127.0013 |  |  | 119.5 |  |  | 8.3602
Tyr | Tyr | 0 | 62.4174 |  |  | 57.3 |  |  | 9.2348
Val | Val | 0 | 178.7985 |  |  | 182.2 |  |  | 5.8835
Xanthine | Xanthine | 4.7619 | 0.56825 | 0.5 |  |  | 9.6004
AA |  |  | 4.9531
AABA |  |  | 11.6685
AbsAcid |  |  | 0.0030161
AconAcid |  |  | 1.4469
ADMA |  |  | 0.41444
alpha.AAA |  |  | 0.59436
Anserine |  |  | 0.0062976
Asn |  |  | 42.6161
Asp |  |  | 7.6715
BABA |  |  | 0.6561
beta.Ala |  |  | 1.9296
Betaine |  |  | 32.297
C10 |  |  | 0.16113
C12 |  |  | 0.064883
C14 |  |  | 0.025588
C14.1 |  |  | 0.046569
C14.1.OH |  |  | 0.023114
C16 |  |  | 0.091425
C18 |  |  | 0.037146
C18.1 |  |  | 0.10307
C18.2 |  |  | 0.05746
C3 |  |  | 0.30275
C3.DC..C4.OH. |  |  | 0.079677
C4 |  |  | 0.14588
C4.1 |  |  | 0.037547
C5 |  |  | 0.10003
C6..C4.1.DC. |  |  | 0.05187
C8 |  |  | 0.12916
C9 |  |  | 0.035892
Carnosine
CDCA |  |  | 0.27441
CE.15.1. |  |  | 1.0218e-06
CE.17.1. |  |  | 2.7565
CE.20.0. |  |  | 3.2506
CE.22.0. |  |  | 0.16035
CE.22.6. |  |  | 18.4542
Cer.d16.1.18.0. |  |  | 1.2898e-06
Cer.d16.1.20.0. |  |  | 0.05724
Cer.d16.1.22.0. |  |  | 0.20089
Cer.d16.1.23.0. |  |  | 0.092494
Cer.d16.1.24.0. |  |  | 0.13811
Cer.d18.0.18.0. |  |  | 0.015718
Cer.d18.0.22.0. |  |  | 0.18428
Cer.d18.1.14.0. |  |  | 0.0716
Cer.d18.1.18.0.OH.. |  |  | 1.3598e-06
Cer.d18.1.18.1. |  |  | 0.028419
Cer.d18.1.20.0.OH.. |  |  | 0.46189
Cer.d18.1.23.0. |  |  | 0.73144
Cer.d18.1.25.0. |  |  | 0.31797
Cer.d18.1.26.0. |  |  | 0.073517
Cer.d18.1.26.1. |  |  | 0.027563
Cer.d18.2.14.0. |  |  | 9.7682e-07
Cer.d18.2.16.0. |  |  | 0.09463
Cer.d18.2.18.0. |  |  | 0.072745
Cer.d18.2.18.1. |  |  | 1.2407e-06
Cer.d18.2.20.0. |  |  | 0.060634
Cer.d18.2.22.0. |  |  | 0.22092
Cer.d18.2.23.0. |  |  | 0.097456
Cer.d18.2.24.0. |  |  | 0.38608
Cer.d18.2.24.1. |  |  | 0.17982
Cortisone |  |  | 0.057731
Cystine |  |  | 8.3619
DCA |  |  | 0.37266
DG.14.1_18.1. |  |  | 1.3757e-06
DG.16.0_20.3. |  |  | 1.0184e-06
DG.17.0_18.1. |  |  | 0.55123
DG.18.1_18.3. |  |  | 0.42762
DG.18.1_20.0. |  |  | 0.20298
DG.18.1_20.1. |  |  | 0.016381
DG.18.1_20.2. |  |  | 1.4179e-06
DG.18.2_18.2. |  |  | 4.4532
DG.18.2_20.0. |  |  | 8.9876e-07
DHEAS |  |  | 2.5961
DiCA.12.0. |  |  | 0.10114
DiCA.14.0. |  |  | 0.073769
GABA |  |  | 0.14932
GCA |  |  | 0.24588
GCDCA |  |  | 0.76023
GDCA |  |  | 0.41426
GLCA |  |  | 0.022255
GLCAS |  |  | 0.3365
Gln |  |  | 550.8213
Glu |  |  | 79.6921
GUDCA |  |  | 0.16157
HArg |  |  | 2.353
HCys |  |  | 8.6953
Hex2Cer.d18.1.14.0. |  |  | 0.21488
Hex2Cer.d18.1.18.0. |  |  | 0.20872
Hex2Cer.d18.1.20.0. |  |  | 0.090663
Hex2Cer.d18.1.22.0. |  |  | 0.20015
Hex2Cer.d18.1.24.0. |  |  | 0.18815
Hex2Cer.d18.1.26.0. |  |  | 1.0783e-06
Hex2Cer.d18.1.26.1. |  |  | 1.2228e-06
Hex3Cer.d18.1.16.0. |  |  | 1.3756
Hex3Cer.d18.1.18.0. |  |  | 0.13795
Hex3Cer.d18.1.20.0. |  |  | 0.011091
Hex3Cer.d18.1.22.0. |  |  | 0.12709
Hex3Cer.d18.1.24.1. |  |  | 0.52834
Hex3Cer.d18.1.26.1. |  |  | 0.036307
HexCer.d16.1.22.0. |  |  | 0.028341
HexCer.d16.1.24.0. |  |  | 0.024747
HexCer.d18.1.14.0. |  |  | 1.0214e-06
HexCer.d18.1.18.1. |  |  | 0.094354
HexCer.d18.1.23.0. |  |  | 1.1491
HexCer.d18.1.26.0. |  |  | 0.072512
HexCer.d18.1.26.1. |  |  | 0.078301
HexCer.d18.2.16.0. |  |  | 0.011528
HexCer.d18.2.18.0. |  |  | 0.025562
HexCer.d18.2.20.0. |  |  | 0.014282
HexCer.d18.2.22.0. |  |  | 0.46226
HexCer.d18.2.23.0. |  |  | 0.24251
HexCer.d18.2.24.0. |  |  | 0.60586
HipAcid |  |  | 3.204
Ind.SO4 |  |  | 5.0223
Indole |  |  | 143.2393
Lac |  |  | 3862.7946
lysoPC.a.C14.0 |  |  | 7.2246
lysoPC.a.C16.0 |  |  | 103.9596
lysoPC.a.C16.1 |  |  | 3.6179
lysoPC.a.C17.0 |  |  | 1.6717
lysoPC.a.C18.0 |  |  | 32.3317
lysoPC.a.C18.1 |  |  | 23.3702
lysoPC.a.C18.2 |  |  | 33.9343
lysoPC.a.C20.3 |  |  | 2.2516
lysoPC.a.C20.4 |  |  | 7.1806
lysoPC.a.C24.0 |  |  | 0.14877
lysoPC.a.C26.0 |  |  | 0.19646
lysoPC.a.C26.1 |  |  | 0.16319
lysoPC.a.C28.0 |  |  | 0.21795
lysoPC.a.C28.1 |  |  | 0.25127
OH.GlutAcid
p.Cresol.SO4 |  |  | 41.5343
PAG |  |  | 0.0079076
PC.aa.C24.0 |  |  | 0.10324
PC.aa.C28.1 |  |  | 2.2347
PC.aa.C30.0 |  |  | 3.0108
PC.aa.C30.2 |  |  | 0.0019879
PC.aa.C32.0 |  |  | 10.5791
PC.aa.C32.1 |  |  | 14.823
PC.aa.C32.2 |  |  | 2.8057
PC.aa.C32.3 |  |  | 0.59125
PC.aa.C34.1 |  |  | 151.3926
PC.aa.C34.2 |  |  | 293.4829
PC.aa.C34.3 |  |  | 12.9366
PC.aa.C34.4 |  |  | 1.3066
PC.aa.C36.0 |  |  | 0.70604
PC.aa.C36.1 |  |  | 33.2497
PC.aa.C36.2 |  |  | 171.2251
PC.aa.C36.3 |  |  | 107.1136
PC.aa.C36.4 |  |  | 144.4188
PC.aa.C36.5 |  |  | 11.2933
PC.aa.C36.6 |  |  | 0.42254
PC.aa.C38.0 |  |  | 1.5642
PC.aa.C38.1 |  |  | 0.2931
PC.aa.C38.3 |  |  | 33.6678
PC.aa.C38.4 |  |  | 82.5387
PC.aa.C38.5 |  |  | 39.4052
PC.aa.C38.6 |  |  | 37.3695
PC.aa.C40.2 |  |  | 0.18714
PC.aa.C40.3 |  |  | 0.34002
PC.aa.C40.4 |  |  | 2.7903
PC.aa.C40.5 |  |  | 6.5471
PC.aa.C40.6 |  |  | 12.787
PC.aa.C42.0 |  |  | 0.32731
PC.aa.C42.1 |  |  | 0.17629
PC.aa.C42.2 |  |  | 0.14027
PC.aa.C42.4 |  |  | 0.13316
PC.aa.C42.5 |  |  | 0.19853
PC.aa.C42.6 |  |  | 0.2735
PC.ae.C30.0 |  |  | 0.2326
PC.ae.C30.1 |  |  | 0.17722
PC.ae.C30.2 |  |  | 0.069745
PC.ae.C32.1 |  |  | 2.1541
PC.ae.C32.2 |  |  | 0.60364
PC.ae.C34.0 |  |  | 0.97173
PC.ae.C34.1 |  |  | 6.3762
PC.ae.C34.2 |  |  | 7.9958
PC.ae.C34.3 |  |  | 5.9962
PC.ae.C36.0 |  |  | 0.60195
PC.ae.C36.1 |  |  | 4.7864
PC.ae.C36.2 |  |  | 8.791
PC.ae.C36.3 |  |  | 5.6197
PC.ae.C36.4 |  |  | 13.3704
PC.ae.C36.5 |  |  | 8.5698
PC.ae.C38.0 |  |  | 1.0298
PC.ae.C38.1 |  |  | 0.32582
PC.ae.C38.2 |  |  | 1.2359
PC.ae.C38.3 |  |  | 2.7105
PC.ae.C38.4 |  |  | 9.4438
PC.ae.C38.5 |  |  | 13.5575
PC.ae.C38.6 |  |  | 4.6595
PC.ae.C40.1 |  |  | 0.75209
PC.ae.C40.2 |  |  | 1.0025
PC.ae.C40.3 |  |  | 0.78971
PC.ae.C40.4 |  |  | 1.753
PC.ae.C40.5 |  |  | 2.6025
PC.ae.C40.6 |  |  | 2.5727
PC.ae.C42.1 |  |  | 0.27366
PC.ae.C42.2 |  |  | 0.33688
PC.ae.C42.3 |  |  | 0.48132
PC.ae.C42.4 |  |  | 0.60042
PC.ae.C42.5 |  |  | 1.478
PC.ae.C44.3 |  |  | 0.092371
PC.ae.C44.4 |  |  | 0.22397
PC.ae.C44.5 |  |  | 0.96704
PC.ae.C44.6 |  |  | 0.81778
PheAlaBetaine |  |  | 0.0023249
ProBetaine |  |  | 3.1921
Sarcosine |  |  | 1.2438
SDMA |  |  | 0.45354
Serotonin |  |  | 0.024563
SM..OH..C14.1 |  |  | 3.3188
SM..OH..C16.1 |  |  | 1.9019
SM..OH..C22.1 |  |  | 6.8463
SM..OH..C22.2 |  |  | 4.7622
SM..OH..C24.1 |  |  | 0.61391
SM.C16.0 |  |  | 77.8579
SM.C16.1 |  |  | 10.7887
SM.C18.0 |  |  | 14.7277
SM.C18.1 |  |  | 7.4344
SM.C20.2 |  |  | 0.32906
SM.C22.3 |  |  | 0.061376
SM.C24.0 |  |  | 12.073
SM.C24.1 |  |  | 25.2406
SM.C26.0 |  |  | 0.078438
SM.C26.1 |  |  | 0.18623
Suc
t4.OH.Pro |  |  | 14.3734
Taurine |  |  | 38.7504
TCA |  |  | 0.030439
TCDCA |  |  | 0.09044
TDCA |  |  | 0.052195
TG.14.0_34.1. |  |  | 15.9593
TG.14.0_34.2. |  |  | 11.2145
TG.14.0_34.3. |  |  | 2.476
TG.14.0_35.2. |  |  | 0.43503
TG.14.0_36.2. |  |  | 14.7862
TG.14.0_36.3. |  |  | 13.5841
TG.14.0_36.4. |  |  | 4.809
TG.14.0_39.3. |  |  | 1.0056e-06
TG.16.0_28.2. |  |  | 0.70734
TG.16.0_33.1. |  |  | 3.2329
TG.16.0_33.2. |  |  | 1.6414
TG.16.0_35.2. |  |  | 4.1537
TG.16.0_35.3. |  |  | 1.9071
TG.16.0_38.3. |  |  | 3.6225
TG.16.0_38.7. |  |  | 0.6648
TG.16.0_40.7. |  |  | 2.0907
TG.16.0_40.8. |  |  | 0.72747
TG.16.1_32.1. |  |  | 10.6372
TG.16.1_33.1. |  |  | 1.0792
TG.16.1_34.2. |  |  | 30.2839
TG.16.1_36.3. |  |  | 24.6238
TG.16.1_36.5. |  |  | 1.3717
TG.17.0_34.1. |  |  | 2.485
TG.17.1_32.1. |  |  | 0.93084
TG.17.1_34.1. |  |  | 3.0947
TG.17.1_34.2. |  |  | 2.0422
TG.17.1_34.3. |  |  | 0.55111
TG.17.1_36.3. |  |  | 1.5192
TG.17.1_36.4. |  |  | 0.62592
TG.17.1_36.5. |  |  | 0.23765
TG.17.1_38.5. |  |  | 0.0072491
TG.17.1_38.6. |  |  | 0.016036
TG.17.1_38.7. |  |  | 1.1839e-06
TG.17.2_34.2. |  |  | 0.34704
TG.17.2_34.3. |  |  | 0.28459
TG.17.2_36.2. |  |  | 0.32265
TG.17.2_36.3. |  |  | 0.34631
TG.17.2_36.4. |  |  | 0.54437
TG.17.2_38.5. |  |  | 0.20815
TG.17.2_38.6. |  |  | 0.29706
TG.17.2_38.7. |  |  | 1.289e-06
TG.18.0_30.0. |  |  | 1.4794
TG.18.1_26.0. |  |  | 1.2719
TG.18.1_32.0. |  |  | 64.2837
TG.18.1_33.0. |  |  | 2.876
TG.18.1_33.2. |  |  | 2.6488
TG.18.1_33.3. |  |  | 0.41256
TG.18.1_35.2. |  |  | 4.2137
TG.18.1_35.3. |  |  | 1.3951
TG.18.2_28.0. |  |  | 1.9543
TG.18.2_30.0. |  |  | 9.809
TG.18.2_31.0. |  |  | 1.6238
TG.18.2_32.0. |  |  | 36.797
TG.18.2_33.0. |  |  | 1.6396
TG.18.2_33.1. |  |  | 3.7362
TG.18.2_34.0. |  |  | 22.5352
TG.18.2_35.1. |  |  | 3.1106
TG.18.2_35.2. |  |  | 2.4827
TG.18.2_35.3. |  |  | 0.82168
TG.18.2_36.0. |  |  | 2.2032
TG.18.2_36.1. |  |  | 18.3228
TG.18.2_38.4. |  |  | 2.5766
TG.18.3_30.0. |  |  | 1.0728
TG.18.3_32.0. |  |  | 3.8945
TG.18.3_32.1. |  |  | 4.1327
TG.18.3_35.2. |  |  | 0.35179
TG.18.3_36.1. |  |  | 1.9567
TG.20.0_32.4. |  |  | 0.49693
TG.20.1_30.1. |  |  | 0.18523
TG.20.1_32.3. |  |  | 0.24421
TG.20.1_34.1. |  |  | 1.8626
TG.20.2_32.0. |  |  | 0.70331
TG.20.2_34.4. |  |  | 1.3967e-06
TG.20.2_36.5. |  |  | 1.3158e-06
TG.20.3_36.5. |  |  | 0.29698
TG.20.4_30.0. |  |  | 1.0285
TG.20.4_32.0. |  |  | 3.4637
TG.20.4_32.1. |  |  | 3.5411
TG.20.4_32.2. |  |  | 0.97159
TG.20.4_35.3. |  |  | 1.2977e-06
TG.20.5_34.0. |  |  | 0.36214
TG.20.5_34.2. |  |  | 1.3286
TG.20.5_36.2. |  |  | 0.90359
TG.22.0_32.4. |  |  | 0.042255
TG.22.1_32.5. |  |  | 0.018512
TG.22.2_32.4. |  |  | 0.019055
TG.22.3_30.2. |  |  | 0.021179
TG.22.4_32.2. |  |  | 0.164
TG.22.5_34.1. |  |  | 4.1031
TG.22.6_32.1. |  |  | 0.91355
TG.22.6_34.3. |  |  | 0.47484
TLCA |  |  | 0.0021669
TMAO |  |  | 4.2583
TMCA |  |  | 0.0090275
Trigonelline |  |  | 0.72573
Trp |  |  | 49.9242
TrpBetaine |  |  | 0.50722
X1.Met.His |  |  | 3.7384
X3.IAA |  |  | 1.9859
X3.IPA |  |  | 0.46532
X3.Met.His |  |  | 4.2831
X5.AVA |  |  | 0.057845
* NIST certified value provided for glucose (not sum of hexoses)